## Index
Overview for Northern Powergrid (Northeast) in 2017/18 (April 2017 - Final Charges)
This document, model or dataset has been prepared by Reckon LLP on the instructions of the DCUSA Panel or one of its working
groups. Only the DCUSA Panel and its working groups have authority to approve this material as meeting their requirements.
Reckon LLP makes no representation about the suitability of this material for the purposes of complying with any licence
conditions or furthering any relevant objective.
UNLESS STATED OTHERWISE, THIS WORKBOOK IS ONLY A PROTOTYPE FOR TESTING PURPOSES AND ALL THE DATA IN THIS MODEL ARE FOR ILLUSTRATION ONLY.
This workbook is structured as a series of named and numbered tables. There is a list of tables below, with hyperlinks. Above
each calculation table, there is a description of the calculations and hyperlinks to tables from which data are used. Hyperlinks
point to the relevant table column heading of the relevant table. Scrolling up or down is usually required after clicking a
hyperlink in order to bring the relevant data and/or headings into view. Some versions of Microsoft Excel can display a "Back"
button, which can be useful when using hyperlinks to navigate around the workbook.
Copyright 2009-2011 Energy Networks Association Limited and others. Copyright 2011-2015 Franck Latrémolière, Reckon LLP and others.
The code used to generate this spreadsheet includes open-source software published at https://github.com/f20/power-models.
Use and distribution of the source code is subject to the conditions stated therein. |  | Colour coding
Any redistribution of this software must retain the following disclaimer: |  | Input data
THIS SOFTWARE IS PROVIDED BY AUTHORS AND CONTRIBUTORS "AS IS" AND ANY EXPRESS OR IMPLIED WARRANTIES, INCLUDING, BUT NOT LIMITED |  | Constant value
TO, THE IMPLIED WARRANTIES OF MERCHANTABILITY AND FITNESS FOR A PARTICULAR PURPOSE ARE DISCLAIMED. IN NO EVENT SHALL AUTHORS OR |  | Formula: calculation
CONTRIBUTORS BE LIABLE FOR ANY DIRECT, INDIRECT, INCIDENTAL, SPECIAL, EXEMPLARY, OR CONSEQUENTIAL DAMAGES (INCLUDING, BUT NOT |  | Formula: copy
LIMITED TO, PROCUREMENT OF SUBSTITUTE GOODS OR SERVICES; LOSS OF USE, DATA, OR PROFITS; OR BUSINESS INTERRUPTION) HOWEVER CAUSED |  | Unused cell in input data table
AND ON ANY THEORY OF LIABILITY, WHETHER IN CONTRACT, STRICT LIABILITY, OR TORT (INCLUDING NEGLIGENCE OR OTHERWISE) ARISING IN |  | Unused cell in other table
ANY WAY OUT OF THE USE OF THIS SOFTWARE, EVEN IF ADVISED OF THE POSSIBILITY OF SUCH DAMAGE. |  | Unlocked cell for notes
Worksheet | Table | Type of table
Input | 1000. Company, charging year, data version | Input data
Input | 1001. CDCM target revenue | Composite
Input | 1010. Financial and general assumptions | Composite
Input | 1017. Diversity allowance between top and bottom of network level | Input data
Input | 1018. Proportion of relevant load going through 132kV/HV direct transformation | Input data
Input | 1019. Network model GSP peak demand (MW) | Input data
Input | 1020. Gross asset cost by network level (£) | Input data
Input | 1022. LV service model asset cost (£) | Input data
Input | 1023. HV service model asset cost (£) | Input data
Input | 1025. Matrix of applicability of LV service models to tariffs with fixed charges | Input data
Input | 1026. Matrix of applicability of LV service models to unmetered tariffs | Input data
Input | 1028. Matrix of applicability of HV service models to tariffs with fixed charges | Input data
Input | 1032. Loss adjustment factors to transmission | Input data
Input | 1037. Embedded network (LDNO) discounts | Input data
Input | 1041. Load profile data for demand users | Input data
Input | 1053. Volume forecasts for the charging year | Input data
Input | 1055. Transmission exit charges (£/year) | Input data
Input | 1059. Other expenditure | Input data
Input | 1060. Customer contributions under current connection charging policy | Input data
Input | 1061. Average split of rate 1 units by distribution time band | Input data
Input | 1062. Average split of rate 2 units by distribution time band | Input data
Input | 1064. Average split of rate 1 units by special distribution time band | Input data
Input | 1066. Typical annual hours by special distribution time band | Input data
Input | 1068. Typical annual hours by distribution time band | Input data
Input | 1069. Peaking probabilities by network level | Input data
Input | 1092. Average kVAr by kVA, by network level | Input data
Input | 1201. Current tariff information | Input data
LAFs | 2001. Loss adjustment factors to transmission | Composite
LAFs | 2002. Mapping of DRM network levels to core network levels | Fixed data
LAFs | 2003. Loss adjustment factor to transmission for each DRM network level | Sum-product calculation
LAFs | 2004. Loss adjustment factor to transmission for each network level | Combine tables
LAFs | 2005. Network use factors | Fixed data
LAFs | 2006. Proportion going through 132kV/EHV | Calculation
LAFs | 2007. Proportion going through EHV | Calculation
LAFs | 2008. Proportion going through EHV/HV | Calculation
LAFs | 2009. Rerouteing matrix for all network levels | Combine tables
LAFs | 2010. Network use factors: interim step in calculations before adjustments | Sum-product calculation
LAFs | 2011. Network use factors for all tariffs | Combine tables
LAFs | 2012. Loss adjustment factors between end user meter reading and each network level, scaled by network use | Calculation
DRM | 2101. Annuity rate | Calculation
DRM | 2102. Loss adjustment factor to transmission for each core level | Combine tables
DRM | 2103. Loss adjustment factors | Composite
DRM | 2104. Diversity calculations | Special calculation
DRM | 2105. Network model total maximum demand at substation (MW) | Calculation
DRM | 2106. Network model contribution to system maximum load measured at network level exit (MW) | Calculation
DRM | 2107. Rerouteing matrix for DRM network levels | Combine tables
DRM | 2108. GSP simultaneous maximum load assumed through each network level (MW) | Sum-product calculation
DRM | 2109. Network model annuity by simultaneous maximum load for each network level (£/kW/year) | Calculation
SM | 2201. Asset £/customer from LV service models | Sum-product calculation
SM | 2202. LV unmetered service model assets £/(MWh/year) | Sum-product calculation
SM | 2203. LV unmetered service model asset charge (p/kWh) | Calculation
SM | 2204. Asset £/customer from HV service models | Sum-product calculation
SM | 2205. Service model assets by tariff (£) | Combine tables
SM | 2206. Replacement annuities for service models | Composite
Loads | 2301. Demand coefficient (load at time of system maximum load divided by average load) | Calculation
Loads | 2302. Load coefficient | Combine tables
Loads | 2303. Discount map | Fixed data
Loads | 2304. LDNO discounts and volumes adjusted for discount | Composite
Loads | 2305. Equivalent volume for each end user | Cell summation
Multi | 2401. Adjust annual hours by distribution time band to match days in year | Composite
Multi | 2402. Normalisation of split of rate 1 units by time band | Composite
Multi | 2403. Split of rate 1 units between distribution time bands | Combine tables
Multi | 2404. Normalisation of split of rate 2 units by time band | Composite
Multi | 2405. Split of rate 2 units between distribution time bands | Combine tables
Multi | 2406. Split of rate 3 units between distribution time bands (default) | Fixed data
Multi | 2407. All units (MWh) | Calculation
Multi | 2408. Calculation of implied load coefficients for one-rate users | Calculation
Multi | 2409. Calculation of implied load coefficients for two-rate users | Calculation
Multi | 2410. Calculation of implied load coefficients for three-rate users | Calculation
Multi | 2411. Calculation of adjusted time band load coefficients | Composite
Multi | 2412. Normalisation of peaking probabilities | Composite
Multi | 2413. Peaking probabilities by network level (reshaped) | Reshape table
Multi | 2414. Pseudo load coefficient by time band and network level | Calculation
Multi | 2415. Single rate non half hourly pseudo timeband load coefficients | Copy cells
Multi | 2416. Single rate non half hourly units (MWh) | Copy cells
Multi | 2417. Single rate non half hourly timeband use | Copy cells
Multi | 2418. Single rate non half hourly tariff pseudo load coefficient | Sum-product calculation
Multi | 2419. Multi rate non half hourly units (MWh) | Copy cells
Multi | 2420. Multi rate non half hourly pseudo timeband load coefficients | Copy cells
Multi | 2421. Multi rate non half hourly timeband use | Copy cells
Multi | 2422. Multi rate non half hourly tariff pseudo load coefficient | Sum-product calculation
Multi | 2423. Off-peak non half hourly units (MWh) | Copy cells
Multi | 2424. Off-peak non half hourly pseudo timeband load coefficients | Copy cells
Multi | 2425. Off-peak non half hourly timeband use | Copy cells
Multi | 2426. Off-peak non half hourly tariff pseudo load coefficient | Sum-product calculation
Multi | 2427. Aggregated half hourly units (MWh) | Copy cells
Multi | 2428. Aggregated half hourly pseudo timeband load coefficients | Copy cells
Multi | 2429. Aggregated half hourly timeband use | Copy cells
Multi | 2430. Aggregated half hourly tariff pseudo load coefficient | Sum-product calculation
Multi | 2431. Average non half hourly tariff pseudo load coefficient | Calculation
Multi | 2432. Average non half hourly timeband use | Calculation
Multi | 2433. Aggregated half hourly tariff pseudo load coefficient using average non half hourly unit mix | Sum-product calculation
Multi | 2434. Relative correction factor for aggregated half hourly tariff | Calculation
Multi | 2435. Correction factor for non half hourly tariffs | Calculation
Multi | 2436. Single rate non half hourly corrected pseudo timeband load coefficient | Calculation
Multi | 2437. Multi rate non half hourly corrected pseudo timeband load coefficient | Calculation
Multi | 2438. Off-peak non half hourly corrected pseudo timeband load coefficient | Calculation
Multi | 2439. Aggregated half hourly corrected pseudo timeband load coefficient | Calculation
Multi | 2440. Pseudo load coefficient by time band and network level (equalised) | Combine tables
Multi | 2441. Unit rate 1 pseudo load coefficient by network level | Sum-product calculation
Multi | 2442. Unit rate 2 pseudo load coefficient by network level | Sum-product calculation
Multi | 2443. Unit rate 3 pseudo load coefficient by network level | Sum-product calculation
Multi | 2444. Adjust annual hours by special distribution time band to match days in year | Composite
Multi | 2445. Normalisation of split of rate 1 units by special time band | Composite
Multi | 2446. Split of rate 1 units between special distribution time bands | Combine tables
Multi | 2447. Split of rate 2 units between special distribution time bands (default) | Fixed data
Multi | 2448. Split of rate 3 units between special distribution time bands (default) | Fixed data
Multi | 2449. Calculation of implied special load coefficients for one-rate users | Calculation
Multi | 2450. Calculation of implied special load coefficients for three-rate users | Calculation
Multi | 2451. Estimated contributions to peak demand | Composite
Multi | 2452. Load coefficient correction factor for the group | Calculation
Multi | 2453. Calculation of special peaking probabilities | Composite
Multi | 2454. Special peaking probabilities by network level | Combine tables
Multi | 2455. Special peaking probabilities by network level (reshaped) | Reshape table
Multi | 2456. Pseudo load coefficient by special time band and network level | Calculation
Multi | 2457. Unit rate 1 pseudo load coefficient by network level (special) | Sum-product calculation
Multi | 2458. Unit rate 2 pseudo load coefficient by network level (special) | Sum-product calculation
Multi | 2459. Unit rate 3 pseudo load coefficient by network level (special) | Sum-product calculation
Multi | 2460. Unit rate 1 pseudo load coefficient by network level (combined) | Combine tables
Multi | 2461. Unit rate 2 pseudo load coefficient by network level (combined) | Combine tables
Multi | 2462. Unit rate 3 pseudo load coefficient by network level (combined) | Combine tables
SMD | 2501. Contributions of users on one-rate multi tariffs to system simultaneous maximum load by network level (kW) | Calculation
SMD | 2502. Contributions of users on two-rate multi tariffs to system simultaneous maximum load by network level (kW) | Calculation
SMD | 2503. Contributions of users on three-rate multi tariffs to system simultaneous maximum load by network level (kW) | Calculation
SMD | 2504. Estimated contributions of users on each tariff to system simultaneous maximum load by network level (kW) | Calculation
SMD | 2505. Contributions of users on each tariff to system simultaneous maximum load by network level (kW) | Combine tables
SMD | 2506. Forecast system simultaneous maximum load (kW) from forecast units | Cell summation
AMD | 2601. Pre-processing of data for standing charge factors | Composite
AMD | 2602. Standing charges factors adapted to use 132kV/HV | Combine tables
AMD | 2603. Capacity-based contributions to chargeable aggregate maximum load by network level (kW) | Calculation
AMD | 2604. Unit-based contributions to chargeable aggregate maximum load (kW) | Calculation
AMD | 2605. Contributions to aggregate maximum load by network level (kW) | Combine tables
AMD | 2606. Forecast chargeable aggregate maximum load (kW) | Cell summation
AMD | 2607. Forecast simultaneous load subject to standing charge factors (kW) | Calculation
AMD | 2608. Forecast simultaneous load replaced by standing charge (kW) | Cell summation
AMD | 2609. Calculated LV diversity allowance | Calculation
AMD | 2610. Network level mapping for diversity allowances | Fixed data
AMD | 2611. Diversity allowances including 132kV/HV | Sum-product calculation
AMD | 2612. Diversity allowances (including calculated LV value) | Combine tables
AMD | 2613. Forecast simultaneous maximum load (kW) adjusted for standing charges | Calculation
Otex | 2701. Operating expenditure coded by network level (£/year) | Combine tables
Otex | 2702. Network model assets (£) scaled by load forecast | Calculation
Otex | 2703. Annual consumption by tariff for unmetered users (MWh) | Copy cells
Otex | 2704. Total unmetered units | Cell summation
Otex | 2705. Service model asset data | Composite
Otex | 2706. Data for allocation of operating expenditure | Composite
Otex | 2707. Amount of expenditure to be allocated according to asset values (£/year) | Calculation
Otex | 2708. Total operating expenditure by network level (£/year) | Calculation
Otex | 2709. Operating expenditure percentage by network level | Calculation
Otex | 2710. Unit operating expenditure based on simultaneous maximum load (£/kW/year) | Calculation
Otex | 2711. Operating expenditure for customer assets p/MPAN/day | Composite
Otex | 2712. Operating expenditure for unmetered customer assets (p/kWh) | Calculation
Contrib | 2801. Network level of supply (for customer contributions) by tariff | Fixed data
Contrib | 2802. Contribution proportion of asset annuities, by customer type and network level of assets | Calculation
Contrib | 2803. Proportion of assets annuities deemed to be covered by customer contributions | Sum-product calculation
Contrib | 2804. Proportion of annual charge covered by contributions (for all charging levels) | Combine tables
Yard | 2901. Unit cost at each level, £/kW/year (relative to system simultaneous maximum load) | Combine tables
Yard | 2902. Pay-as-you-go yardstick unit costs by charging level (p/kWh) | Calculation
Yard | 2903. Contributions to pay-as-you-go unit rate 1 (p/kWh) | Calculation
Yard | 2904. Contributions to pay-as-you-go unit rate 2 (p/kWh) | Calculation
Yard | 2905. Contributions to pay-as-you-go unit rate 3 (p/kWh) | Calculation
Standing | 3001. Costs based on aggregate maximum load (£/kW/year) | Calculation
Standing | 3002. Capacity elements p/kVA/day | Calculation
Standing | 3003. Yardstick components p/kWh (taking account of standing charges) | Calculation
Standing | 3004. Contributions to unit rate 1 p/kWh by network level (taking account of standing charges) | Calculation
Standing | 3005. Contributions to unit rate 2 p/kWh by network level (taking account of standing charges) | Calculation
Standing | 3006. Contributions to unit rate 3 p/kWh by network level (taking account of standing charges) | Calculation
AggCap | 3101. Mapping of tariffs to tariff groups | Fixed data
AggCap | 3102. Capacity use for tariffs charged for capacity on an exit point basis | Composite
AggCap | 3103. Aggregate capacity (kW) | Sum-product calculation
AggCap | 3104. Aggregate number of users charged for capacity on an exit point basis | Sum-product calculation
AggCap | 3105. Average maximum kVA by exit point | Calculation
AggCap | 3106. Deemed average maximum kVA for each tariff | Sum-product calculation
AggCap | 3107. Capacity-driven fixed charge elements from standing charges factors p/MPAN/day | Calculation
Reactive | 3201. Network use factors for generator reactive unit charges | Fixed data
Reactive | 3202. Standard components p/kWh for reactive power (absolute value) | Calculation
Reactive | 3203. Standard reactive p/kVArh | Calculation
Reactive | 3204. Absolute value of load coefficient (kW peak / average kW) | Calculation
Reactive | 3205. Pay-as-you-go components p/kWh for reactive power (absolute value) | Calculation
Reactive | 3206. Pay-as-you-go reactive p/kVArh | Calculation
Aggreg | 3301. Unit rate 1 p/kWh (elements) | Combine tables
Aggreg | 3302. Unit rate 2 p/kWh (elements) | Combine tables
Aggreg | 3303. Unit rate 3 p/kWh (elements) | Combine tables
Aggreg | 3304. Fixed charge p/MPAN/day (elements) | Combine tables
Aggreg | 3305. Capacity charge p/kVA/day (elements) | Copy cells
Aggreg | 3306. Reactive power charge p/kVArh (elements) | Combine tables
Aggreg | 3307. Summary of charges before revenue matching | Cell summation
Revenue | 3401. Net revenues by tariff before matching (£) | Calculation
Revenue | 3402. Target CDCM revenue | Composite
Revenue | 3403. Revenue surplus or shortfall | Composite
Scaler | 3501. Factor to scale to £1/kW at transmission exit level | Calculation
Scaler | 3502. Applicability factor for £1/kW scaler | Combine tables
Scaler | 3503. Scalable elements of tariff components | Sum-product calculation
Scaler | 3504. Marginal revenue effect of scaler | Calculation
Scaler | 3505. Scaler value at which the minimum is breached | Calculation
Scaler | 3506. Constraint-free solution | Calculation
Scaler | 3507. Starting point | Calculation
Scaler | 3508. Solve for General scaler rate | Composite
Scaler | 3509. General scaler rate | Calculation
Scaler | 3510. Scaler | Calculation
Adjust | 3601. Tariffs before rounding | Calculation
Adjust | 3602. Decimal places | Fixed data
Adjust | 3603. Tariff rounding | Calculation
Adjust | 3604. All the way tariffs | Calculation
Adjust | 3605. Net revenues by tariff from rounding | Calculation
Adjust | 3606. Revenue forecast summary | Composite
Adjust | 3607. Tariffs | Calculation
Tariffs | 3701. Tariffs | Composite
Summary | 3801. Headline parameters | Composite
Summary | 3802. Revenue summary | Composite
Summary | 3803. Revenue summary by tariff component | Cell summation
M-Rev | 3901. Revenue matrix by tariff | Composite
M-Rev | 3902. Revenues by charging element and network level | Cell summation
CData | 4001. Revenues under current tariffs (£) | Calculation
CData | 4002. All-the-way volumes | Copy cells
CData | 4003. Normalised to | Fixed data
CData | 4004. Normalised volumes for comparisons | Calculation
CData | 4005. LDNO LV charges (normalised £) | Copy cells
CData | 4006. LDNO HV charges (normalised £) | Copy cells
CTables | 4101. Comparison with current all-the-way demand tariffs | Composite
CTables | 4102. LDNO margins in use of system charges | Composite
M-ATW | Tariff matrices | Notes
Technical model rules and version control
---
PerlModule: CDCM
agghhequalisation: rag
alwaysUseRAG: 1
checksums: ''
coincidenceAdj: ''
colour: orange
drm: top500gsp
extraLevels: 1
fixedCap: 1-4
matrices: big
noReplacement: blanket
pcd: 1
portfolio: 1
protect: 1
revisionText: r7062
scaler: levelledpickexitnogenminzero
standing: sub132
summary: consultation1
targetRevenue: dcp132
tariffs: commongensubdcp130dcp163pc12hhpc34hh
template: '%-model227+'
timeOfDay: timeOfDay179
unauth: ''
validation: lenientnomsg
'~codeValidation':
Ancillary/Validation.pm: fdb5a46b1b8fbd1573e33c165ae1cddec92c37ee
CDCM/AML.pm: b8e65799e0293d3f65d21d47e4c56b31688a9ab8
CDCM/Aggregation.pm: 372b53e6dba1fe9433020bbd13328009851a036a
CDCM/Contributions.pm: 59059a8d19bbfa52829fec34b5ea22693cd64085
CDCM/Discounts.pm: 7da37bdae365cee037cc886326918eeea537f8a9
CDCM/Loads.pm: 37ecb145b481f519789dd55df6b3abe350614bab
CDCM/Master.pm: 6beeb565422e1dc5aec583e69cf459cc95ca9ba9
CDCM/Matching.pm: a8a99513b1105ec79371ca31d8ca2d323cb517ca
CDCM/NetworkSizer.pm: 50def4231b67757f2bd222cc1579fa342876afd0
CDCM/Operating.pm: e01eeb096f43ab8cb183e26c30d2c1dc15d27a5d
CDCM/Reactive.pm: e2318e6ee9559bf7cd3cfcfff58c399eb12c866a
CDCM/Revenue.pm: bb9fa27043e2ec8edecdbd630bd6023962e87136
CDCM/Routeing.pm: b5f53b67c00da9f33b3134520ba4bdf36d12ccf7
CDCM/SML.pm: e7799175fb0b06ae377f08ff486dfb83205ab68c
CDCM/ServiceModels.pm: ef64ca7f9c557fd1ac7b71f36a3a643f83bf1d8f
CDCM/Setup.pm: f65c9424e5b82946dccbc0cc45cddf56423b1d24
CDCM/Sheets.pm: 2d406d14d6f3ef4c42dcc1996c2e6fabccd910c8
CDCM/Standing.pm: 0677863cc8c69940e82611a34f6a4cf6e6c938f6
CDCM/Summary.pm: c15db3008f08fafb234d9790d3cfbd0812e1fdf2
CDCM/Table1001.pm: f92bf3d78568d5addf3cba5ca9be6a33b0c0dcd9
CDCM/TariffList.pm: 5862c24646e9084505c961ce4882a61d76880847
CDCM/Tariffs.pm: 74408ddcb0ff951c20ab0d9e7295f437f444de05
CDCM/TimeOfDay179.pm: a73c7ed284224f9aee660d248df1208482914259
CDCM/Yardsticks.pm: 14fa4ca8c5e1b83888203f2a0a27b027b0e1be67
SpreadsheetModel/Arithmetic.pm: 629d127e38688ee0e58015f6e1ff913520351394
SpreadsheetModel/CalcBlock.pm: 838d832955c7671d8b9c042d855c105de22ef3c6
SpreadsheetModel/Columnset.pm: 9c41f8f190c0de29b53089e92b30b4b05a4bf80b
SpreadsheetModel/Custom.pm: 64258a1a23160d1b05311a838e34f4078f7516be
SpreadsheetModel/Dataset.pm: b85f0e902b8bce62f21a95cc6d2dfe7e812b9739
SpreadsheetModel/FormatLegend.pm: 83afcc2d5eedd8cd64613aae3d9a04dbb6e00702
SpreadsheetModel/GroupBy.pm: a05f4878f468a3191257c58c4711fc115bde7e7d
SpreadsheetModel/Label.pm: 053d8801da63a168d467ae3cf12c6c32325befe3
SpreadsheetModel/Labelset.pm: 04739284141966c1ce3b175d877edb97c79f48f4
SpreadsheetModel/Logger.pm: 504306d6f19faf478bdccc6fa8db41fc87859593
SpreadsheetModel/Notes.pm: 3d92bc2948537a675ba36a2fd72b6c965ac08d56
SpreadsheetModel/Object.pm: 1eb394612892d4786a4c6f6be1446bfaf92d9db0
SpreadsheetModel/Reshape.pm: 44d60329c15bdfdf839a71781406c921808898b4
SpreadsheetModel/SegmentRoot.pm: f684d07d04056e2553a5e46c1e78fe34c4ee6852
SpreadsheetModel/Shortcuts.pm: f067f969beb9395efdeaab6efe3241592b2908cc
SpreadsheetModel/Stack.pm: 05a927d320fe0b49a01b5d253723cf04175915ac
SpreadsheetModel/SumProduct.pm: 2ae76b5dc30c7b829aa206d41662d4147f4c1fa9
SpreadsheetModel/WorkbookCreate.pm: 67c6a52779375daf27c9f2efede9d45e753ca1eb
SpreadsheetModel/WorkbookFormats.pm: 1bccbe711e2d4ec3793c66bcd08cd58d5e188521
'~datasetName': Blank
'~datasetSource': Empty dataset
Generated on Wed 18 Nov 2015 17:21:18 by www.dcmf.co.uk

## Input
Input data for Northern Powergrid (Northeast) in 2017/18 (April 2017 - Final Charges)
This sheet contains all the input data (except LLFCs which might be entered directly into the Tariff sheet).
1000. Company, charging year, data version
| Company | Year | Version
Company, charging year, data version | Northern Powergrid (Northeast) | 2017/18 | April 2017 - Final Charges
1001. CDCM target revenue
| Further description | Term | CRC | Value | Revenue elements and subtotals (£/year)
Base Demand Revenue Before Inflation | A1 | PUt | CRC3 | 238098143.3144 | 238098143.3144
RPI Indexation Factor | A2 | PIADt | CRC3 | 1.121 | 28809875.341
Merger Adjustment | A3 | MGt | CRC3 | 0 | 0
Base Demand Revenue | A = A1*A2 – A3 | BRt | CRC3 |  | 266908018.6555
Pass-Through Business Rates | B1 | RBt | CRC4 | -99231.6859 | -99231.6859
Pass-Through Licence Fees | B2 | LFt | CRC4 | 157307.7143 | 157307.7143
Pass-Through Transmission Exit | B3 | TBt | CRC4 | 426764.4314 | 426764.4314
Pass-Through Price Control Reopener | B4 | UNCt | CRC4 | 0 | 0
Pass-Through Others | B5 | MPTt, HBt, IEDt | CRC4 | 1462905.5183 | 1462905.5183
Allowed Pass-Through Items | B=B1+B2+B3+B4+B5 | PTt | CRC3 |  | 1947745.978
Losses Incentive #1 | C1 | UILt | CRC7 | 0 | 0
Losses Incentive #2 | C1 | PCOLt | CRC7 | 0 | 0
Losses Incentive #3 | C1 | –COLt | CRC7 | 0 | 0
Losses Incentive #4 | C1 | PPLt | CRC7 | 0 | 0
Quality of Service Incentive Adjustment | C2 | IQt | CRC8 | 7014899.3942 | 7014899.3942
Transmission Connection Point Charges Incentive Adjustment | C3 | ITt | CRC9 | 0 | 0
Innovation Funding Incentive Adjustment | C4 | IFIt | CRC10 | 1601448.1119 | 1601448.1119
Incentive Revenue for Distributed Generation | C5 | IGt | CRC11 | 0 | 0
Connection Guaranteed Standards Systems & Processes penalty | C6 | CGSRAt, CGSSPt, AUMt | CRC12 | 0 | 0
Low Carbon Network Fund #1 | C7 | LCN1t | CRC13 | 0 | 0
Low Carbon Network Fund #2 | C7 | LCN2t | CRC13 | 277131.0721 | 277131.0721
Low Carbon Network Fund #3 | C7 | LCN3t | CRC13 | 0 | 0
Incentive Revenue and Other Adjustments | C=C1+C2+C3+C4+C5+C6+C7 |  |  |  | 8893478.5783
Correction Factor | D | –Kt | CRC3 | 1239217.8452 | 1239217.8452
Tax Trigger Mechanism Adjustment | E | CTRAt | CRC3 | 0 | 0
Total Allowed Revenue | F=A+B+C+D+E | ARt |  |  | 278988461.057
Other 1. Excluded services - Top-up, standby, and enhanced system security | G1 (see note 1) | ES4 | CRC15 | 0 | 0
Other 2. Excluded services - Revenue protection services | G2 (see note 1) | ES5 | CRC15 | 0 | 0
Other 3. Excluded services - Miscellaneous | G3 (see note 1) | ES7 | CRC15 | 0 | 0
Other 4. | G4 |  |  | 0 | 0
Other 5. | G5 |  |  | 0 | 0
Total Other Revenue to be Recovered by Use of System Charges | G=G1+G2+G3+G4+G5 |  |  |  | 0
Total Revenue for Use of System Charges | H = F + G |  |  |  | 278988461.057
1. Revenue raised outside CDCM - EDCM and Certain Interconnector Revenue | I1 |  |  | 6154141.1575 | -6154141.1575
2. Voluntary under-recovery | I2 |  |  | 0 | 0
3. Revenue raised outside CDCM | I3 |  |  | 0 | 0
4. Revenue raised outside CDCM | I4 |  |  | 0 | 0
Total Revenue to be raised outside the CDCM | I=I1+I2+I3+I4 |  |  |  | -6154141.1575
Latest Forecast of CDCM Revenue | J = H – I |  |  |  | 272834319.8995
Note 1: Revenues associated with excluded services should only be included insofar as they are charged as Use of System Charges.
1010. Financial and general assumptions
Sources: financial assumptions; calendar; network model.
These financial assumptions determine the annuity rate applied to convert the asset values of the network model into an annual charge.
| Rate of return | Annualisation period (years) | Annuity proportion for customer-contributed assets | Power factor | Days in the charging year
Financial and general assumptions | 4.17% | 40 | 0 | 0.95 | 365
1017. Diversity allowance between top and bottom of network level
Source: operational data analysis and/or network model.
The diversity figure against GSP is the diversity between GSP Group (the whole system) and individual GSPs.
The diversity figure against 132kV is the diversity between GSPs (the top of the 132kV network) and 132kV/EHV bulk supply points (the bottom of the 132kV network).
The diversity figure against EHV is the diversity between 132kV/EHV bulk supply points (the top of the EHV network) and EHV/HV primary substations (the bottom of the EHV network).
The diversity figure against HV is the diversity between EHV/HV primary substations (the top of the HV network) and HV/LV substations (the bottom of the HV network).
Diversity allowance between top and bottom of network level
GSPs | 8.562%
132kV | 18.68%
132kV/EHV | 0
EHV | 24.18%
EHV/HV | 0
HV | 34%
HV/LV | 0
LV circuits | 0
1018. Proportion of relevant load going through 132kV/HV direct transformation
132kV/HV
EHV/HV | 0%
1019. Network model GSP peak demand (MW)
Network model GSP peak demand (MW)
Network model GSP peak demand (MW) | 500
1020. Gross asset cost by network level (£)
Gross assets £
132kV | 42234794.3079
132kV/EHV | 17836594.1054
EHV | 78909314.5989
EHV/HV | 31745963.525
132kV/HV | 0
HV | 119510250.0022
HV/LV | 68299892.1069
LV circuits | 89064993.281
1022. LV service model asset cost (£)
| LV service model 1 | LV service model 2 | LV service model 3 | LV service model 4 | LV service model 5 | LV service model 6 | LV service model 7 | LV service model 8
LV service model asset cost (£) | 590 | 650 | 2140 | 2185 | 0 | 0 | 0 | 0
1023. HV service model asset cost (£)
| HV service model 1 | HV service model 2 | HV service model 3 | HV service model 4 | HV service model 5
HV service model asset cost (£) | 22780 | 8837.2206 | 0 | 0 | 0
1025. Matrix of applicability of LV service models to tariffs with fixed charges
| LV service model 1 | LV service model 2 | LV service model 3 | LV service model 4 | LV service model 5 | LV service model 6 | LV service model 7 | LV service model 8
Domestic Unrestricted | 100% | 0% | 0% | 0% | 0% | 0% | 0% | 0%
Domestic Two Rate | 100% | 0% | 0% | 0% | 0% | 0% | 0% | 0%
Small Non Domestic Unrestricted | 0% | 100% | 0% | 0% | 0% | 0% | 0% | 0%
Small Non Domestic Two Rate | 0% | 100% | 0% | 0% | 0% | 0% | 0% | 0%
LV Medium Non-Domestic | 0% | 0% | 100% | 0% | 0% | 0% | 0% | 0%
LV Sub Medium Non-Domestic | 0% | 0% | 0% | 100% | 0% | 0% | 0% | 0%
LV Network Domestic | 100% | 0% | 0% | 0% | 0% | 0% | 0% | 0%
LV Network Non-Domestic Non-CT | 0% | 100% | 0% | 0% | 0% | 0% | 0% | 0%
LV HH Metered | 0% | 0% | 100% | 0% | 0% | 0% | 0% | 0%
LV Sub HH Metered | 0% | 0% | 0% | 100% | 0% | 0% | 0% | 0%
LV Generation NHH or Aggregate HH | 0% | 0% | 0% | 0% | 0% | 0% | 0% | 0%
LV Sub Generation NHH | 0% | 0% | 0% | 0% | 0% | 0% | 0% | 0%
LV Generation Intermittent | 0% | 0% | 0% | 0% | 0% | 0% | 0% | 0%
LV Generation Non-Intermittent | 0% | 0% | 0% | 0% | 0% | 0% | 0% | 0%
LV Sub Generation Intermittent | 0% | 0% | 0% | 0% | 0% | 0% | 0% | 0%
LV Sub Generation Non-Intermittent | 0% | 0% | 0% | 0% | 0% | 0% | 0% | 0%
1026. Matrix of applicability of LV service models to unmetered tariffs
Source: service models
Proportion of service model involved in connecting load of 1 MWh/year
| LV service model 1 | LV service model 2 | LV service model 3 | LV service model 4 | LV service model 5 | LV service model 6 | LV service model 7 | LV service model 8
All LV unmetered tariffs | 0 | 0 | 0 | 0 | 0 | 0 | 0 | 0
1028. Matrix of applicability of HV service models to tariffs with fixed charges
| HV service model 1 | HV service model 2 | HV service model 3 | HV service model 4 | HV service model 5
HV Medium Non-Domestic | 100% | 0% | 0% | 0% | 0%
HV HH Metered | 100% | 0% | 0% | 0% | 0%
HV Generation Intermittent | 0% | 100% | 0% | 0% | 0%
HV Generation Non-Intermittent | 0% | 100% | 0% | 0% | 0%
1032. Loss adjustment factors to transmission
Source: losses model or loss adjustment factors at time of system peak.
| 132kV | 132kV/EHV | EHV | EHV/HV | HV | HV/LV | LV circuits
Loss adjustment factor | 1.005 | 1.007 | 1.009 | 1.014 | 1.024 | 1.039 | 1.093
1037. Embedded network (LDNO) discounts
Source: separate price control disaggregation model.
| No discount | LDNO LV: LV user | LDNO HV: LV user | LDNO HV: LV sub user | LDNO HV: HV user
LDNO discount | 0 | 39.75% | 64.42% | 40.23% | 26.58%
1041. Load profile data for demand users
Source: load data analysis.
| Coincidence factor | Load factor
Domestic Unrestricted | 0.85728 | 0.42452
Domestic Two Rate | 0.32338 | 0.26135
Domestic Off Peak (related MPAN) | 0 | 0.13227
Small Non Domestic Unrestricted | 0.73841 | 0.39558
Small Non Domestic Two Rate | 0.46433 | 0.31126
Small Non Domestic Off Peak (related MPAN) | 0 | 0.16413
LV Medium Non-Domestic | 0.85794 | 0.54309
LV Sub Medium Non-Domestic | 0.92094 | 0.48683
HV Medium Non-Domestic | 0.85264 | 0.4877
LV Network Domestic | 0.85728 | 0.42452
LV Network Non-Domestic Non-CT | 0.73841 | 0.39558
LV HH Metered | 0.81839 | 0.5847
LV Sub HH Metered | 0.80123 | 0.60541
HV HH Metered | 0.8491 | 0.7103
NHH UMS category A | 1 | 1
NHH UMS category B | 1 | 0.47262
NHH UMS category C | 1 | 0.26044
NHH UMS category D | 0 | 0.55446
LV UMS (Pseudo HH Metered) | 0.97384 | 0.38895
1053. Volume forecasts for the charging year
Source: forecast.
Please include MPAN counts for tariffs with no fixed charge (e.g. off-peak tariffs), but exclude MPANs on tariffs with a fixed
charge that are not subject to a fixed charge due to a site grouping arrangement.
| Rate 1 units (MWh) | Rate 2 units (MWh) | Rate 3 units (MWh) | MPANs | Import capacity (kVA) | Reactive power units (MVArh)
> Domestic Unrestricted
Domestic Unrestricted | 4326557.4488 | 0 | 0 | 1385470.5437 | 0 | 0
LDNO LV: Domestic Unrestricted | 35097.7764 | 0 | 0 | 14640.9129 | 0 | 0
LDNO HV: Domestic Unrestricted | 35463.7485 | 0 | 0 | 13368.1854 | 0 | 0
> Domestic Two Rate | 0 | 0 | 0 | 0 | 0 | 0
Domestic Two Rate | 227663.6605 | 236919.6822 | 0 | 87734.1662 | 0 | 0
LDNO LV: Domestic Two Rate | 76.7958 | 10.4807 | 0 | 40.8086 | 0 | 0
LDNO HV: Domestic Two Rate | 1362.8454 | 2453.607 | 0 | 879.533 | 0 | 0
> Domestic Off Peak (related MPAN) | 0 | 0 | 0 | 0 | 0 | 0
Domestic Off Peak (related MPAN) | 83834.5566 | 0 | 0 | 17252.0674 | 0 | 0
LDNO LV: Domestic Off Peak (related MPAN) | 0 | 0 | 0 | 0 | 0 | 0
LDNO HV: Domestic Off Peak (related MPAN) | 0 | 0 | 0 | 0 | 0 | 0
> Small Non Domestic Unrestricted | 0 | 0 | 0 | 0 | 0 | 0
Small Non Domestic Unrestricted | 839107.738 | 0 | 0 | 76321.5551 | 0 | 0
LDNO LV: Small Non Domestic Unrestricted | 1331.8498 | 0 | 0 | 147.6269 | 0 | 0
LDNO HV: Small Non Domestic Unrestricted | 1987.2631 | 0 | 0 | 157.9365 | 0 | 0
> Small Non Domestic Two Rate | 0 | 0 | 0 | 0 | 0 | 0
Small Non Domestic Two Rate | 226639.2207 | 137254.3331 | 0 | 17515.8369 | 0 | 0
LDNO LV: Small Non Domestic Two Rate | 0 | 0 | 0 | 0 | 0 | 0
LDNO HV: Small Non Domestic Two Rate | 359.2155 | 262.1631 | 0 | 15.0348 | 0 | 0
> Small Non Domestic Off Peak (related MPAN) | 0 | 0 | 0 | 0 | 0 | 0
Small Non Domestic Off Peak (related MPAN) | 7773.5044 | 0 | 0 | 516.3647 | 0 | 0
LDNO LV: Small Non Domestic Off Peak (related MPAN) | 0 | 0 | 0 | 0 | 0 | 0
LDNO HV: Small Non Domestic Off Peak (related MPAN) | 0 | 0 | 0 | 0 | 0 | 0
> LV Medium Non-Domestic | 0 | 0 | 0 | 0 | 0 | 0
LV Medium Non-Domestic | 0 | 0 | 0 | 0 | 0 | 0
LDNO LV: LV Medium Non-Domestic | 0 | 0 | 0 | 0 | 0 | 0
LDNO HV: LV Medium Non-Domestic | 985.7296 | 190.9143 | 0 | 6.4435 | 0 | 0
> LV Sub Medium Non-Domestic | 0 | 0 | 0 | 0 | 0 | 0
LV Sub Medium Non-Domestic | 0 | 0 | 0 | 0 | 0 | 0
> HV Medium Non-Domestic | 0 | 0 | 0 | 0 | 0 | 0
HV Medium Non-Domestic | 0 | 0 | 0 | 0 | 0 | 0
> LV Network Domestic | 0 | 0 | 0 | 0 | 0 | 0
LV Network Domestic | 0 | 0 | 0 | 0 | 0 | 0
LDNO LV: LV Network Domestic | 0 | 0 | 0 | 0 | 0 | 0
LDNO HV: LV Network Domestic | 0 | 0 | 0 | 0 | 0 | 0
> LV Network Non-Domestic Non-CT | 0 | 0 | 0 | 0 | 0 | 0
LV Network Non-Domestic Non-CT | 79163.3324 | 267902.6825 | 299969.2982 | 9670.4851 | 0 | 0
LDNO LV: LV Network Non-Domestic Non-CT | 0 | 0 | 0 | 0 | 0 | 0
LDNO HV: LV Network Non-Domestic Non-CT | 0 | 0 | 0 | 0 | 0 | 0
> LV HH Metered | 0 | 0 | 0 | 0 | 0 | 0
LV HH Metered | 276095.5097 | 939987.5506 | 1041216.92 | 10235.8444 | 1512085.8718 | 180535.338
LDNO LV: LV HH Metered | 205.7048 | 585.6877 | 731.478 | 4.2956 | 260 | 65.7933
LDNO HV: LV HH Metered | 842.5669 | 2613.4728 | 3248.6585 | 15.0348 | 2313 | 894.4557
> LV Sub HH Metered | 0 | 0 | 0 | 0 | 0 | 0
LV Sub HH Metered | 41145.1463 | 136394.3125 | 187132.5086 | 531.8568 | 141644.2329 | 24072.142
LDNO HV: LV Sub HH Metered | 101.7954 | 484.5852 | 285.0733 | 2.1478 | 500 | 9.252
> HV HH Metered | 0 | 0 | 0 | 0 | 0 | 0
HV HH Metered | 326823.5678 | 1062967.1381 | 1470155.445 | 839.0146 | 1078714.2521 | 320509.254
LDNO HV: HV HH Metered | 2084.3051 | 6851.5625 | 8485.2215 | 8.5913 | 3950 | 433.3782
> NHH UMS category A | 0 | 0 | 0 | 0 | 0 | 0
NHH UMS category A | 25971.9984 | 0 | 0 | 644.4635 | 0 | 0
LDNO LV: NHH UMS category A | 179.0291 | 0 | 0 | 96.652 | 0 | 0
LDNO HV: NHH UMS category A | 692.1234 | 0 | 0 | 64.4347 | 0 | 0
> NHH UMS category B | 0 | 0 | 0 | 0 | 0 | 0
NHH UMS category B | 121639.3348 | 0 | 0 | 414.7066 | 0 | 0
LDNO LV: NHH UMS category B | 0 | 0 | 0 | 0 | 0 | 0
LDNO HV: NHH UMS category B | 0 | 0 | 0 | 0 | 0 | 0
> NHH UMS category C | 0 | 0 | 0 | 0 | 0 | 0
NHH UMS category C | 497.8612 | 0 | 0 | 35.2739 | 0 | 0
LDNO LV: NHH UMS category C | 0 | 0 | 0 | 0 | 0 | 0
LDNO HV: NHH UMS category C | 0 | 0 | 0 | 0 | 0 | 0
> NHH UMS category D | 0 | 0 | 0 | 0 | 0 | 0
NHH UMS category D | 1282.9896 | 0 | 0 | 18.1136 | 0 | 0
LDNO LV: NHH UMS category D | 0 | 0 | 0 | 0 | 0 | 0
LDNO HV: NHH UMS category D | 0 | 0 | 0 | 0 | 0 | 0
> LV UMS (Pseudo HH Metered) | 0 | 0 | 0 | 0 | 0 | 0
LV UMS (Pseudo HH Metered) | 3572.5398 | 8119.9883 | 46885.8032 | 9.5335 | 0 | 0
LDNO LV: LV UMS (Pseudo HH Metered) | 0 | 0 | 0 | 0 | 0 | 0
LDNO HV: LV UMS (Pseudo HH Metered) | 0 | 0 | 0 | 0 | 0 | 0
> LV Generation NHH or Aggregate HH | 0 | 0 | 0 | 0 | 0 | 0
LV Generation NHH or Aggregate HH | 389.163 | 0 | 0 | 59 | 0 | 0
LDNO LV: LV Generation NHH or Aggregate HH | 0 | 0 | 0 | 0 | 0 | 0
LDNO HV: LV Generation NHH or Aggregate HH | 0 | 0 | 0 | 0 | 0 | 0
> LV Sub Generation NHH | 0 | 0 | 0 | 0 | 0 | 0
LV Sub Generation NHH | 0 | 0 | 0 | 0 | 0 | 0
LDNO HV: LV Sub Generation NHH | 0 | 0 | 0 | 0 | 0 | 0
> LV Generation Intermittent | 0 | 0 | 0 | 0 | 0 | 0
LV Generation Intermittent | 17031.7656 | 0 | 0 | 135 | 0 | 829.69
LDNO LV: LV Generation Intermittent | 0 | 0 | 0 | 0 | 0 | 0
LDNO HV: LV Generation Intermittent | 0 | 0 | 0 | 0 | 0 | 0
> LV Generation Non-Intermittent | 0 | 0 | 0 | 0 | 0 | 0
LV Generation Non-Intermittent | 1699.8799 | 5024.1618 | 9280.9996 | 9 | 0 | 294.267
LDNO LV: LV Generation Non-Intermittent | 0 | 0 | 0 | 0 | 0 | 0
LDNO HV: LV Generation Non-Intermittent | 0 | 0 | 0 | 0 | 0 | 0
> LV Sub Generation Intermittent | 0 | 0 | 0 | 0 | 0 | 0
LV Sub Generation Intermittent | 644.0621 | 0 | 0 | 4 | 0 | 23.838
LDNO HV: LV Sub Generation Intermittent | 0 | 0 | 0 | 0 | 0 | 0
> LV Sub Generation Non-Intermittent | 0 | 0 | 0 | 0 | 0 | 0
LV Sub Generation Non-Intermittent | 0 | 0 | 0 | 0 | 0 | 0
LDNO HV: LV Sub Generation Non-Intermittent | 0 | 0 | 0 | 0 | 0 | 0
> HV Generation Intermittent | 0 | 0 | 0 | 0 | 0 | 0
HV Generation Intermittent | 441524.6895 | 0 | 0 | 63 | 0 | 1003.137
LDNO HV: HV Generation Intermittent | 0 | 0 | 0 | 0 | 0 | 0
> HV Generation Non-Intermittent | 0 | 0 | 0 | 0 | 0 | 0
HV Generation Non-Intermittent | 35648.1948 | 97155.2355 | 180684.6105 | 49 | 0 | 2621.813
LDNO HV: HV Generation Non-Intermittent | 0 | 0 | 0 | 0 | 0 | 0
1055. Transmission exit charges (£/year)
Source: forecast.
Transmission exit
Transmission exit charges (£/year) | 11560506.8256
1059. Other expenditure
| Direct cost (£/year) | Indirect cost (£/year) | Indirect cost proportion | Network rates (£/year)
Other expenditure | 19230344.0922 | 78609304.3819 | 60% | 12429710.0669
1060. Customer contributions under current connection charging policy
Source: analysis of expenditure data and/or survey of capital expenditure schemes.
Customer contribution percentages by network level of supply and by asset network level.
These proportions should reflect the current connection charging method, not necessarily the method that was in place when the connection was built.
| Assets 132kV | Assets 132kV/EHV | Assets EHV | Assets EHV/HV | Assets 132kV/HV | Assets HV | Assets HV/LV | Assets LV circuits
LV network | 0.1% | 0.2% | 3.1% | 13.3% | 0% | 49.8% | 83.4% | 94.2%
LV substation | 0.1% | 0.2% | 3.1% | 13.3% | 0% | 49.8% | 83.4% | 0
HV network | 0.3% | 2.6% | 8.7% | 37.1% | 0% | 82.8% | 0 | 0
HV substation | 0.3% | 2.6% | 8.7% | 62.6% | 0 | 0 | 0 | 0
1061. Average split of rate 1 units by distribution time band
| Red | Amber | Green
Domestic Unrestricted | 14.95% | 34.97% | 50.07%
Domestic Two Rate | 18% | 41.35% | 40.65%
Domestic Off Peak (related MPAN) | 1.411% | 15.12% | 83.47%
Small Non Domestic Unrestricted | 12.13% | 48.22% | 39.65%
Small Non Domestic Two Rate | 16.28% | 56.04% | 27.68%
Small Non Domestic Off Peak (related MPAN) | 2.524% | 10.08% | 87.4%
LV Medium Non-Domestic | 13.68% | 46.32% | 40.01%
LV Sub Medium Non-Domestic | 14.56% | 47.55% | 37.89%
HV Medium Non-Domestic | 14.7% | 46.84% | 38.46%
1062. Average split of rate 2 units by distribution time band
| Red | Amber | Green
Domestic Two Rate | 0.04175% | 0.5319% | 99.43%
Small Non Domestic Two Rate | 0.4135% | 2.91% | 96.68%
LV Medium Non-Domestic | 7.21e-07% | 0.8511% | 99.15%
LV Sub Medium Non-Domestic | 0% | 4.684% | 95.32%
HV Medium Non-Domestic | 0% | 4.555% | 95.44%
1064. Average split of rate 1 units by special distribution time band
| Black | Yellow | Green
NHH UMS category A | 3.396% | 38.32% | 58.29%
NHH UMS category B | 6.223% | 12.86% | 80.92%
NHH UMS category C | 11.67% | 25.2% | 63.12%
NHH UMS category D | 1.327% | 59.43% | 39.24%
1066. Typical annual hours by special distribution time band
Source: definition of distribution time bands.
The figures in this table will be automatically adjusted to match the number of days in the charging period.
| Black | Yellow | Green
Annual hours | 301 | 3339 | 5120
1068. Typical annual hours by distribution time band
Source: definition of distribution time bands.
The figures in this table will be automatically adjusted to match the number of days in the charging period.
| Red | Amber | Green
Annual hours | 910 | 2730 | 5120
1069. Peaking probabilities by network level
Source: analysis of network operation data.
Red, amber and green peaking probabilities
| Red | Amber | Green | Black peaking probabilities
GSPs | 95.1% | 3.121% | 1.774% | 0%
132kV | 53.71% | 43.05% | 3.237% | 0%
132kV/EHV | 53.71% | 43.05% | 3.237% | 0%
EHV | 64.44% | 31.29% | 4.263% | 0%
EHV/HV | 64.44% | 31.29% | 4.263% | 0%
132kV/HV | 0% | 0% | 0% | 0%
HV | 64.44% | 31.29% | 4.263% | 0%
HV/LV | 64.44% | 31.29% | 4.263% | 0%
LV circuits | 64.44% | 31.29% | 4.263% | 0%
1092. Average kVAr by kVA, by network level
Source: analysis of operational data.
This is the average of MVAr/MVA or SQRT(1-PF^2) across relevant network elements.
| GSPs | 132kV | 132kV/EHV | EHV | EHV/HV | 132kV/HV | HV | HV/LV | LV circuits
Average kVAr by kVA, by network level | 0.12351 | 0.12351 | 0.20376 | 0.20376 | 0.24598 | 0.24598 | 0.24598 | 0.24598 | 0
1201. Current tariff information
| Current revenues if known (£) | Current Unit rate 1 p/kWh | Current Unit rate 2 p/kWh | Current Unit rate 3 p/kWh | Current Fixed charge p/MPAN/day | Current Capacity charge p/kVA/day | Current Reactive power charge p/kVArh
Domestic Unrestricted |  | 2.503 | 0 | 0 | 5.36 | 0 | 0
Domestic Two Rate |  | 2.948 | 0.097 | 0 | 5.36 | 0 | 0
Domestic Off Peak (related MPAN) |  | 0.285 | 0 | 0 | 0 | 0 | 0
Small Non Domestic Unrestricted |  | 2.333 | 0 | 0 | 4.9 | 0 | 0
Small Non Domestic Two Rate |  | 2.965 | 0.178 | 0 | 4.9 | 0 | 0
Small Non Domestic Off Peak (related MPAN) |  | 0.364 | 0 | 0 | 0 | 0 | 0
LV Medium Non-Domestic |  | 2.215 | 0.087 | 0 | 24.92 | 0 | 0
LV Sub Medium Non-Domestic |  | 2.536 | 0.125 | 0 | 65.58 | 0 | 0
HV Medium Non-Domestic |  | 1.744 | 0.069 | 0 | 230.03 | 0 | 0
LV Network Domestic |  | 14.01 | 1.026 | 0.089 | 5.36 | 0 | 0
LV Network Non-Domestic Non-CT |  | 14.817 | 1.011 | 0.091 | 4.9 | 0 | 0
LV HH Metered |  | 10.772 | 0.699 | 0.064 | 15.67 | 1.47 | 0.225
LV Sub HH Metered |  | 9.549 | 0.527 | 0.051 | 52.38 | 2.12 | 0.166
HV HH Metered |  | 7.839 | 0.374 | 0.038 | 133.18 | 1.92 | 0.127
NHH UMS category A |  | 1.566 | 0 | 0 | 0 | 0 | 0
NHH UMS category B |  | 2.344 | 0 | 0 | 0 | 0 | 0
NHH UMS category C |  | 4.338 | 0 | 0 | 0 | 0 | 0
NHH UMS category D |  | 1.016 | 0 | 0 | 0 | 0 | 0
LV UMS (Pseudo HH Metered) |  | 34.84 | 0.88 | 0.077 | 0 | 0 | 0

## LAFs
Loss adjustment factors and network use matrices for Northern Powergrid (Northeast) in 2017/18 (April 2017 - Final Charges)
This sheet calculates matrices of loss adjustment factors and of network use factors.
These matrices map out the extent to which each type of user uses each level of the network, and are used throughout the workbook.
2001. Loss adjustment factors to transmission
Data sources:
x1 = Network level for each tariff (to get loss factors applicable to capacity) (in Loss adjustment factors to transmission)
x2 = 1032. Loss adjustment factors to transmission
Kind: | Fixed data | [6 empty] | Sum-product calculation
Formula: | [7 empty] | =SUMPRODUCT(x1, x2)
Network level for each tariff (to get loss factors applicable to capacity)
| 132kV | 132kV/EHV | EHV | EHV/HV | HV | HV/LV | LV circuits | Loss adjustment factor
Domestic Unrestricted | 0 | 0 | 0 | 0 | 0 | 0 | 1 | 1.093
Domestic Two Rate | 0 | 0 | 0 | 0 | 0 | 0 | 1 | 1.093
Domestic Off Peak (related MPAN) | 0 | 0 | 0 | 0 | 0 | 0 | 1 | 1.093
Small Non Domestic Unrestricted | 0 | 0 | 0 | 0 | 0 | 0 | 1 | 1.093
Small Non Domestic Two Rate | 0 | 0 | 0 | 0 | 0 | 0 | 1 | 1.093
Small Non Domestic Off Peak (related MPAN) | 0 | 0 | 0 | 0 | 0 | 0 | 1 | 1.093
LV Medium Non-Domestic | 0 | 0 | 0 | 0 | 0 | 0 | 1 | 1.093
LV Sub Medium Non-Domestic | 0 | 0 | 0 | 0 | 0 | 1 | 0 | 1.039
HV Medium Non-Domestic | 0 | 0 | 0 | 0 | 1 | 0 | 0 | 1.024
LV Network Domestic | 0 | 0 | 0 | 0 | 0 | 0 | 1 | 1.093
LV Network Non-Domestic Non-CT | 0 | 0 | 0 | 0 | 0 | 0 | 1 | 1.093
LV HH Metered | 0 | 0 | 0 | 0 | 0 | 0 | 1 | 1.093
LV Sub HH Metered | 0 | 0 | 0 | 0 | 0 | 1 | 0 | 1.039
HV HH Metered | 0 | 0 | 0 | 0 | 1 | 0 | 0 | 1.024
NHH UMS category A | 0 | 0 | 0 | 0 | 0 | 0 | 1 | 1.093
NHH UMS category B | 0 | 0 | 0 | 0 | 0 | 0 | 1 | 1.093
NHH UMS category C | 0 | 0 | 0 | 0 | 0 | 0 | 1 | 1.093
NHH UMS category D | 0 | 0 | 0 | 0 | 0 | 0 | 1 | 1.093
LV UMS (Pseudo HH Metered) | 0 | 0 | 0 | 0 | 0 | 0 | 1 | 1.093
LV Generation NHH or Aggregate HH | 0 | 0 | 0 | 0 | 0 | 0 | 1 | 1.093
LV Sub Generation NHH | 0 | 0 | 0 | 0 | 0 | 1 | 0 | 1.039
LV Generation Intermittent | 0 | 0 | 0 | 0 | 0 | 0 | 1 | 1.093
LV Generation Non-Intermittent | 0 | 0 | 0 | 0 | 0 | 0 | 1 | 1.093
LV Sub Generation Intermittent | 0 | 0 | 0 | 0 | 0 | 1 | 0 | 1.039
LV Sub Generation Non-Intermittent | 0 | 0 | 0 | 0 | 0 | 1 | 0 | 1.039
HV Generation Intermittent | 0 | 0 | 0 | 0 | 1 | 0 | 0 | 1.024
HV Generation Non-Intermittent | 0 | 0 | 0 | 0 | 1 | 0 | 0 | 1.024
2002. Mapping of DRM network levels to core network levels
| 132kV | 132kV/EHV | EHV | EHV/HV | HV | HV/LV | LV circuits
132kV | 1 | 0 | 0 | 0 | 0 | 0 | 0
132kV/EHV | 0 | 1 | 0 | 0 | 0 | 0 | 0
EHV | 0 | 0 | 1 | 0 | 0 | 0 | 0
EHV/HV | 0 | 0 | 0 | 1 | 0 | 0 | 0
132kV/HV | 0 | 0 | 0 | 1 | 0 | 0 | 0
HV | 0 | 0 | 0 | 0 | 1 | 0 | 0
HV/LV | 0 | 0 | 0 | 0 | 0 | 1 | 0
LV circuits | 0 | 0 | 0 | 0 | 0 | 0 | 1
2003. Loss adjustment factor to transmission for each DRM network level
Data sources:
x1 = 2002. Mapping of DRM network levels to core network levels
x2 = 1032. Loss adjustment factors to transmission
Sum-product calculation =SUMPRODUCT(x1, x2)
Loss adjustment factor to transmission for each DRM network level
132kV | 1.005
132kV/EHV | 1.007
EHV | 1.009
EHV/HV | 1.014
132kV/HV | 1.014
HV | 1.024
HV/LV | 1.039
LV circuits | 1.093
2004. Loss adjustment factor to transmission for each network level
Data sources:
x1 = 2003. Loss adjustment factor to transmission for each DRM network level
x2 = 1 for GSP level
Combine tables = x1 or x2
| GSPs | 132kV | 132kV/EHV | EHV | EHV/HV | 132kV/HV | HV | HV/LV | LV circuits
Loss adjustment factor to transmission for each network level | 1 | 1.005 | 1.007 | 1.009 | 1.014 | 1.014 | 1.024 | 1.039 | 1.093
2005. Network use factors
These network use factors indicate to what extent each network level is used by each tariff. This table reflects the policy that
generators receive credits only in respect of network levels above the voltage of connection. Generators do not receive credits at the
voltage of connection. The factors in this table are before any adjustment for a 132kV/HV network level or for generation-dominated areas.
| GSPs | 132kV | 132kV/EHV | EHV | EHV/HV | HV | HV/LV | LV circuits
Domestic Unrestricted | 1 | 1 | 1 | 1 | 1 | 1 | 1 | 1
Domestic Two Rate | 1 | 1 | 1 | 1 | 1 | 1 | 1 | 1
Domestic Off Peak (related MPAN) | 1 | 1 | 1 | 1 | 1 | 1 | 1 | 1
Small Non Domestic Unrestricted | 1 | 1 | 1 | 1 | 1 | 1 | 1 | 1
Small Non Domestic Two Rate | 1 | 1 | 1 | 1 | 1 | 1 | 1 | 1
Small Non Domestic Off Peak (related MPAN) | 1 | 1 | 1 | 1 | 1 | 1 | 1 | 1
LV Medium Non-Domestic | 1 | 1 | 1 | 1 | 1 | 1 | 1 | 1
LV Sub Medium Non-Domestic | 1 | 1 | 1 | 1 | 1 | 1 | 1 | 0
HV Medium Non-Domestic | 1 | 1 | 1 | 1 | 1 | 1 | 0 | 0
LV Network Domestic | 1 | 1 | 1 | 1 | 1 | 1 | 1 | 1
LV Network Non-Domestic Non-CT | 1 | 1 | 1 | 1 | 1 | 1 | 1 | 1
LV HH Metered | 1 | 1 | 1 | 1 | 1 | 1 | 1 | 1
LV Sub HH Metered | 1 | 1 | 1 | 1 | 1 | 1 | 1 | 0
HV HH Metered | 1 | 1 | 1 | 1 | 1 | 1 | 0 | 0
NHH UMS category A | 1 | 1 | 1 | 1 | 1 | 1 | 1 | 1
NHH UMS category B | 1 | 1 | 1 | 1 | 1 | 1 | 1 | 1
NHH UMS category C | 1 | 1 | 1 | 1 | 1 | 1 | 1 | 1
NHH UMS category D | 1 | 1 | 1 | 1 | 1 | 1 | 1 | 1
LV UMS (Pseudo HH Metered) | 1 | 1 | 1 | 1 | 1 | 1 | 1 | 1
LV Generation NHH or Aggregate HH | 1 | 1 | 1 | 1 | 1 | 1 | 1 | 0
LV Sub Generation NHH | 1 | 1 | 1 | 1 | 1 | 1 | 0 | 0
LV Generation Intermittent | 1 | 1 | 1 | 1 | 1 | 1 | 1 | 0
LV Generation Non-Intermittent | 1 | 1 | 1 | 1 | 1 | 1 | 1 | 0
LV Sub Generation Intermittent | 1 | 1 | 1 | 1 | 1 | 1 | 0 | 0
LV Sub Generation Non-Intermittent | 1 | 1 | 1 | 1 | 1 | 1 | 0 | 0
HV Generation Intermittent | 1 | 1 | 1 | 1 | 1 | 0 | 0 | 0
HV Generation Non-Intermittent | 1 | 1 | 1 | 1 | 1 | 0 | 0 | 0
2006. Proportion going through 132kV/EHV
Data sources:
x1 = 1018. Proportion of relevant load going through 132kV/HV direct transformation
Calculation =1-x1
132kV/EHV
132kV/EHV | 100%
2007. Proportion going through EHV
Data sources:
x1 = 1018. Proportion of relevant load going through 132kV/HV direct transformation
Calculation =1-x1
EHV
EHV | 100%
2008. Proportion going through EHV/HV
Data sources:
x1 = 1018. Proportion of relevant load going through 132kV/HV direct transformation
Calculation =1-x1
EHV/HV
EHV/HV | 100%
2009. Rerouteing matrix for all network levels
Data sources:
x1 = 1018. Proportion of relevant load going through 132kV/HV direct transformation
x2 = 2006. Proportion going through 132kV/EHV
x3 = 2007. Proportion going through EHV
x4 = 2008. Proportion going through EHV/HV
x5 = Rerouteing matrix: default elements
x6 = Map GSP to GSP
Combine tables = x1 or x2 or x3 or x4 or x5 or x6
| GSPs | 132kV | 132kV/EHV | EHV | EHV/HV | HV | HV/LV | LV circuits
GSPs | 1
132kV |  | 100% | 0% | 0% | 0% | 0% | 0% | 0%
132kV/EHV |  | 0% | 100% | 0% | 0% | 0% | 0% | 0%
EHV |  | 0% | 0% | 100% | 0% | 0% | 0% | 0%
EHV/HV |  | 0% | 0% | 0% | 100% | 0% | 0% | 0%
132kV/HV |  | 0% | 0% | 0% | 0% | 0% | 0% | 0%
HV |  | 0% | 0% | 0% | 0% | 100% | 0% | 0%
HV/LV |  | 0% | 0% | 0% | 0% | 0% | 100% | 0%
LV circuits |  | 0% | 0% | 0% | 0% | 0% | 0% | 100%
2010. Network use factors: interim step in calculations before adjustments
Data sources:
x1 = 2005. Network use factors
x2 = 2009. Rerouteing matrix for all network levels
Sum-product calculation =SUMPRODUCT(x1, x2)
| GSPs | 132kV | 132kV/EHV | EHV | EHV/HV | 132kV/HV | HV | HV/LV | LV circuits
Domestic Unrestricted | 1 | 1 | 1 | 1 | 1 | 0 | 1 | 1 | 1
Domestic Two Rate | 1 | 1 | 1 | 1 | 1 | 0 | 1 | 1 | 1
Domestic Off Peak (related MPAN) | 1 | 1 | 1 | 1 | 1 | 0 | 1 | 1 | 1
Small Non Domestic Unrestricted | 1 | 1 | 1 | 1 | 1 | 0 | 1 | 1 | 1
Small Non Domestic Two Rate | 1 | 1 | 1 | 1 | 1 | 0 | 1 | 1 | 1
Small Non Domestic Off Peak (related MPAN) | 1 | 1 | 1 | 1 | 1 | 0 | 1 | 1 | 1
LV Medium Non-Domestic | 1 | 1 | 1 | 1 | 1 | 0 | 1 | 1 | 1
LV Sub Medium Non-Domestic | 1 | 1 | 1 | 1 | 1 | 0 | 1 | 1 | 0
HV Medium Non-Domestic | 1 | 1 | 1 | 1 | 1 | 0 | 1 | 0 | 0
LV Network Domestic | 1 | 1 | 1 | 1 | 1 | 0 | 1 | 1 | 1
LV Network Non-Domestic Non-CT | 1 | 1 | 1 | 1 | 1 | 0 | 1 | 1 | 1
LV HH Metered | 1 | 1 | 1 | 1 | 1 | 0 | 1 | 1 | 1
LV Sub HH Metered | 1 | 1 | 1 | 1 | 1 | 0 | 1 | 1 | 0
HV HH Metered | 1 | 1 | 1 | 1 | 1 | 0 | 1 | 0 | 0
NHH UMS category A | 1 | 1 | 1 | 1 | 1 | 0 | 1 | 1 | 1
NHH UMS category B | 1 | 1 | 1 | 1 | 1 | 0 | 1 | 1 | 1
NHH UMS category C | 1 | 1 | 1 | 1 | 1 | 0 | 1 | 1 | 1
NHH UMS category D | 1 | 1 | 1 | 1 | 1 | 0 | 1 | 1 | 1
LV UMS (Pseudo HH Metered) | 1 | 1 | 1 | 1 | 1 | 0 | 1 | 1 | 1
LV Generation NHH or Aggregate HH | 1 | 1 | 1 | 1 | 1 | 0 | 1 | 1 | 0
LV Sub Generation NHH | 1 | 1 | 1 | 1 | 1 | 0 | 1 | 0 | 0
LV Generation Intermittent | 1 | 1 | 1 | 1 | 1 | 0 | 1 | 1 | 0
LV Generation Non-Intermittent | 1 | 1 | 1 | 1 | 1 | 0 | 1 | 1 | 0
LV Sub Generation Intermittent | 1 | 1 | 1 | 1 | 1 | 0 | 1 | 0 | 0
LV Sub Generation Non-Intermittent | 1 | 1 | 1 | 1 | 1 | 0 | 1 | 0 | 0
HV Generation Intermittent | 1 | 1 | 1 | 1 | 1 | 0 | 0 | 0 | 0
HV Generation Non-Intermittent | 1 | 1 | 1 | 1 | 1 | 0 | 0 | 0 | 0
2011. Network use factors for all tariffs
Data sources:
x1 = Network use factors including 132kV/HV for generation dominated tariffs
x2 = Network use factors including 132kV/HV for HV Sub tariffs
x3 = 2010. Network use factors: interim step in calculations before adjustments
Combine tables = x1 or x2 or x3
| GSPs | 132kV | 132kV/EHV | EHV | EHV/HV | 132kV/HV | HV | HV/LV | LV circuits
Domestic Unrestricted | 1 | 1 | 1 | 1 | 1 | 0 | 1 | 1 | 1
Domestic Two Rate | 1 | 1 | 1 | 1 | 1 | 0 | 1 | 1 | 1
Domestic Off Peak (related MPAN) | 1 | 1 | 1 | 1 | 1 | 0 | 1 | 1 | 1
Small Non Domestic Unrestricted | 1 | 1 | 1 | 1 | 1 | 0 | 1 | 1 | 1
Small Non Domestic Two Rate | 1 | 1 | 1 | 1 | 1 | 0 | 1 | 1 | 1
Small Non Domestic Off Peak (related MPAN) | 1 | 1 | 1 | 1 | 1 | 0 | 1 | 1 | 1
LV Medium Non-Domestic | 1 | 1 | 1 | 1 | 1 | 0 | 1 | 1 | 1
LV Sub Medium Non-Domestic | 1 | 1 | 1 | 1 | 1 | 0 | 1 | 1 | 0
HV Medium Non-Domestic | 1 | 1 | 1 | 1 | 1 | 0 | 1 | 0 | 0
LV Network Domestic | 1 | 1 | 1 | 1 | 1 | 0 | 1 | 1 | 1
LV Network Non-Domestic Non-CT | 1 | 1 | 1 | 1 | 1 | 0 | 1 | 1 | 1
LV HH Metered | 1 | 1 | 1 | 1 | 1 | 0 | 1 | 1 | 1
LV Sub HH Metered | 1 | 1 | 1 | 1 | 1 | 0 | 1 | 1 | 0
HV HH Metered | 1 | 1 | 1 | 1 | 1 | 0 | 1 | 0 | 0
NHH UMS category A | 1 | 1 | 1 | 1 | 1 | 0 | 1 | 1 | 1
NHH UMS category B | 1 | 1 | 1 | 1 | 1 | 0 | 1 | 1 | 1
NHH UMS category C | 1 | 1 | 1 | 1 | 1 | 0 | 1 | 1 | 1
NHH UMS category D | 1 | 1 | 1 | 1 | 1 | 0 | 1 | 1 | 1
LV UMS (Pseudo HH Metered) | 1 | 1 | 1 | 1 | 1 | 0 | 1 | 1 | 1
LV Generation NHH or Aggregate HH | 1 | 1 | 1 | 1 | 1 | 0 | 1 | 1 | 0
LV Sub Generation NHH | 1 | 1 | 1 | 1 | 1 | 0 | 1 | 0 | 0
LV Generation Intermittent | 1 | 1 | 1 | 1 | 1 | 0 | 1 | 1 | 0
LV Generation Non-Intermittent | 1 | 1 | 1 | 1 | 1 | 0 | 1 | 1 | 0
LV Sub Generation Intermittent | 1 | 1 | 1 | 1 | 1 | 0 | 1 | 0 | 0
LV Sub Generation Non-Intermittent | 1 | 1 | 1 | 1 | 1 | 0 | 1 | 0 | 0
HV Generation Intermittent | 1 | 1 | 1 | 1 | 1 | 0 | 0 | 0 | 0
HV Generation Non-Intermittent | 1 | 1 | 1 | 1 | 1 | 0 | 0 | 0 | 0
2012. Loss adjustment factors between end user meter reading and each network level, scaled by network use
Data sources:
x1 = 2004. Loss adjustment factor to transmission for each network level
x2 = 2011. Network use factors for all tariffs
x3 = 2001. Loss adjustment factor to transmission (in Loss adjustment factors to transmission)
Calculation =IF(x1="",x2,x2*x3/x1)
| GSPs | 132kV | 132kV/EHV | EHV | EHV/HV | 132kV/HV | HV | HV/LV | LV circuits
Domestic Unrestricted | 1.093 | 1.0876 | 1.0854 | 1.0833 | 1.0779 | 0 | 1.0674 | 1.052 | 1
Domestic Two Rate | 1.093 | 1.0876 | 1.0854 | 1.0833 | 1.0779 | 0 | 1.0674 | 1.052 | 1
Domestic Off Peak (related MPAN) | 1.093 | 1.0876 | 1.0854 | 1.0833 | 1.0779 | 0 | 1.0674 | 1.052 | 1
Small Non Domestic Unrestricted | 1.093 | 1.0876 | 1.0854 | 1.0833 | 1.0779 | 0 | 1.0674 | 1.052 | 1
Small Non Domestic Two Rate | 1.093 | 1.0876 | 1.0854 | 1.0833 | 1.0779 | 0 | 1.0674 | 1.052 | 1
Small Non Domestic Off Peak (related MPAN) | 1.093 | 1.0876 | 1.0854 | 1.0833 | 1.0779 | 0 | 1.0674 | 1.052 | 1
LV Medium Non-Domestic | 1.093 | 1.0876 | 1.0854 | 1.0833 | 1.0779 | 0 | 1.0674 | 1.052 | 1
LV Sub Medium Non-Domestic | 1.039 | 1.0338 | 1.0318 | 1.0297 | 1.0247 | 0 | 1.0146 | 1 | 0
HV Medium Non-Domestic | 1.024 | 1.0189 | 1.0169 | 1.0149 | 1.0099 | 0 | 1 | 0 | 0
LV Network Domestic | 1.093 | 1.0876 | 1.0854 | 1.0833 | 1.0779 | 0 | 1.0674 | 1.052 | 1
LV Network Non-Domestic Non-CT | 1.093 | 1.0876 | 1.0854 | 1.0833 | 1.0779 | 0 | 1.0674 | 1.052 | 1
LV HH Metered | 1.093 | 1.0876 | 1.0854 | 1.0833 | 1.0779 | 0 | 1.0674 | 1.052 | 1
LV Sub HH Metered | 1.039 | 1.0338 | 1.0318 | 1.0297 | 1.0247 | 0 | 1.0146 | 1 | 0
HV HH Metered | 1.024 | 1.0189 | 1.0169 | 1.0149 | 1.0099 | 0 | 1 | 0 | 0
NHH UMS category A | 1.093 | 1.0876 | 1.0854 | 1.0833 | 1.0779 | 0 | 1.0674 | 1.052 | 1
NHH UMS category B | 1.093 | 1.0876 | 1.0854 | 1.0833 | 1.0779 | 0 | 1.0674 | 1.052 | 1
NHH UMS category C | 1.093 | 1.0876 | 1.0854 | 1.0833 | 1.0779 | 0 | 1.0674 | 1.052 | 1
NHH UMS category D | 1.093 | 1.0876 | 1.0854 | 1.0833 | 1.0779 | 0 | 1.0674 | 1.052 | 1
LV UMS (Pseudo HH Metered) | 1.093 | 1.0876 | 1.0854 | 1.0833 | 1.0779 | 0 | 1.0674 | 1.052 | 1
LV Generation NHH or Aggregate HH | 1.093 | 1.0876 | 1.0854 | 1.0833 | 1.0779 | 0 | 1.0674 | 1.052 | 0
LV Sub Generation NHH | 1.039 | 1.0338 | 1.0318 | 1.0297 | 1.0247 | 0 | 1.0146 | 0 | 0
LV Generation Intermittent | 1.093 | 1.0876 | 1.0854 | 1.0833 | 1.0779 | 0 | 1.0674 | 1.052 | 0
LV Generation Non-Intermittent | 1.093 | 1.0876 | 1.0854 | 1.0833 | 1.0779 | 0 | 1.0674 | 1.052 | 0
LV Sub Generation Intermittent | 1.039 | 1.0338 | 1.0318 | 1.0297 | 1.0247 | 0 | 1.0146 | 0 | 0
LV Sub Generation Non-Intermittent | 1.039 | 1.0338 | 1.0318 | 1.0297 | 1.0247 | 0 | 1.0146 | 0 | 0
HV Generation Intermittent | 1.024 | 1.0189 | 1.0169 | 1.0149 | 1.0099 | 0 | 0 | 0 | 0
HV Generation Non-Intermittent | 1.024 | 1.0189 | 1.0169 | 1.0149 | 1.0099 | 0 | 0 | 0 | 0

## DRM
Network model for Northern Powergrid (Northeast) in 2017/18 (April 2017 - Final Charges)
This sheet collects data from a network model and calculates aggregated annuitised unit costs from these data.
2101. Annuity rate
Data sources:
x1 = 1010. Rate of return (in Financial and general assumptions)
x2 = 1010. Annualisation period (years) (in Financial and general assumptions)
x3 = 1010. Days in the charging year (in Financial and general assumptions)
Calculation =PMT(x1,x2,-1)*IF(OR(x3>366,x3<365),x3/365.25,1)
Annuity rate
Annuity rate | 5.181%
2102. Loss adjustment factor to transmission for each core level
Data sources:
x1 = 1032. Loss adjustment factors to transmission
x2 = 1 for GSP level
Combine tables = x1 or x2
| GSPs | 132kV | 132kV/EHV | EHV | EHV/HV | HV | HV/LV | LV circuits
Loss adjustment factor to transmission for each core level | 1 | 1.005 | 1.007 | 1.009 | 1.014 | 1.024 | 1.039 | 1.093
2103. Loss adjustment factors
Data sources:
x1 = 2102. Loss adjustment factor to transmission for each core level
x2 = Loss adjustment factor to transmission for network level exit (in Loss adjustment factors)
Kind: | Copy cells | Special copy
Formula: | =x1 | = x2
| Loss adjustment factor to transmission for network level exit | Loss adjustment factor to transmission for network level entry
GSPs | 1
132kV | 1.005 | 1
132kV/EHV | 1.007 | 1.005
EHV | 1.009 | 1.007
EHV/HV | 1.014 | 1.009
HV | 1.024 | 1.014
HV/LV | 1.039 | 1.024
LV circuits | 1.093 | 1.039
2104. Diversity calculations
Data sources:
x1 = 1017. Diversity allowance between top and bottom of network level
x2 = Coincidence to system peak at level exit (in Diversity calculations)
Kind: | Special calculation | Special calculation | Special calculation
Formula: | =previous/(1+x1) | =previous/(1+x1) | =1/x2-1
| Coincidence to GSP peak at level exit | Coincidence to system peak at level exit | Diversity allowance between level exit and GSP Group
GSPs |  | 92.11% | 8.562%
132kV | 84.26% | 77.61% | 28.84%
132kV/EHV | 84.26% | 77.61% | 28.84%
EHV | 67.85% | 62.5% | 60%
EHV/HV | 67.85% | 62.5% | 60%
HV | 50.64% | 46.64% | 114.4%
HV/LV | 50.64% | 46.64% | 114.4%
LV circuits | 50.64% | 46.64%
2105. Network model total maximum demand at substation (MW)
Data sources:
x1 = 1019. Network model GSP peak demand (MW)
x2 = 2104. Coincidence to GSP peak at level exit (in Diversity calculations)
Calculation =x1/x2
Network model total maximum demand at substation (MW)
132kV | 593.402
132kV/EHV | 593.402
EHV | 736.8858
EHV/HV | 736.8858
HV | 987.4269
HV/LV | 987.4269
LV circuits | 987.4269
2106. Network model contribution to system maximum load measured at network level exit (MW)
Data sources:
x1 = 2105. Network model total maximum demand at substation (MW)
x2 = 2104. Coincidence to system peak at level exit (in Diversity calculations)
x3 = 2103. Loss adjustment factor to transmission for network level exit (in Loss adjustment factors)
Calculation =x1*x2/x3
Network model contribution to system maximum load measured at network level exit (MW)
132kV | 458.2762
132kV/EHV | 457.366
EHV | 456.4594
EHV/HV | 454.2086
HV | 449.773
HV/LV | 443.2796
LV circuits | 421.3793
2107. Rerouteing matrix for DRM network levels
Data sources:
x1 = 1018. Proportion of relevant load going through 132kV/HV direct transformation
x2 = 2006. Proportion going through 132kV/EHV
x3 = 2007. Proportion going through EHV
x4 = 2008. Proportion going through EHV/HV
x5 = Rerouteing matrix: default elements
Combine tables = x1 or x2 or x3 or x4 or x5
| 132kV | 132kV/EHV | EHV | EHV/HV | 132kV/HV | HV | HV/LV | LV circuits
132kV | 100% | 0% | 0% | 0% | 0% | 0% | 0% | 0%
132kV/EHV | 0% | 100% | 0% | 0% | 0% | 0% | 0% | 0%
EHV | 0% | 0% | 100% | 0% | 0% | 0% | 0% | 0%
EHV/HV | 0% | 0% | 0% | 100% | 0% | 0% | 0% | 0%
HV | 0% | 0% | 0% | 0% | 0% | 100% | 0% | 0%
HV/LV | 0% | 0% | 0% | 0% | 0% | 0% | 100% | 0%
LV circuits | 0% | 0% | 0% | 0% | 0% | 0% | 0% | 100%
2108. GSP simultaneous maximum load assumed through each network level (MW)
Data sources:
x1 = 2106. Network model contribution to system maximum load measured at network level exit (MW)
x2 = 2107. Rerouteing matrix for DRM network levels
Sum-product calculation =SUMPRODUCT(x1, x2)
GSP simultaneous maximum load assumed through each network level (MW)
132kV | 458.2762
132kV/EHV | 457.366
EHV | 456.4594
EHV/HV | 454.2086
132kV/HV | 0
HV | 449.773
HV/LV | 443.2796
LV circuits | 421.3793
2109. Network model annuity by simultaneous maximum load for each network level (£/kW/year)
Data sources:
x1 = 2108. GSP simultaneous maximum load assumed through each network level (MW)
x2 = 1020. Gross asset cost by network level (£)
x3 = 2101. Annuity rate
Calculation =IF(x1,0.001*x2*x3/x1,0)
Model £/kW SML
Assets 132kV | 4.7747
Assets 132kV/EHV | 2.0205
Assets EHV | 8.9563
Assets EHV/HV | 3.6211
Assets 132kV/HV | 0
Assets HV | 13.7662
Assets HV/LV | 7.9826
Assets LV circuits | 10.9506

## SM
Service models for Northern Powergrid (Northeast) in 2017/18 (April 2017 - Final Charges)
This sheet collects and processes data from the service models.
2201. Asset £/customer from LV service models
Data sources:
x1 = 1025. Matrix of applicability of LV service models to tariffs with fixed charges
x2 = 1022. LV service model asset cost (£)
Sum-product calculation =SUMPRODUCT(x1, x2)
Assets LV customer
Domestic Unrestricted | 590
Domestic Two Rate | 590
Small Non Domestic Unrestricted | 650
Small Non Domestic Two Rate | 650
LV Medium Non-Domestic | 2140
LV Sub Medium Non-Domestic | 2185
LV Network Domestic | 590
LV Network Non-Domestic Non-CT | 650
LV HH Metered | 2140
LV Sub HH Metered | 2185
LV Generation NHH or Aggregate HH | 0
LV Sub Generation NHH | 0
LV Generation Intermittent | 0
LV Generation Non-Intermittent | 0
LV Sub Generation Intermittent | 0
LV Sub Generation Non-Intermittent | 0
2202. LV unmetered service model assets £/(MWh/year)
Data sources:
x1 = 1026. Matrix of applicability of LV service models to unmetered tariffs
x2 = 1022. LV service model asset cost (£)
Sum-product calculation =SUMPRODUCT(x1, x2)
Assets LV customer
LV unmetered service model assets £/(MWh/year) | 0
2203. LV unmetered service model asset charge (p/kWh)
Data sources:
x1 = 1010. Annuity proportion for customer-contributed assets (in Financial and general assumptions)
x2 = 2202. LV unmetered service model assets £/(MWh/year)
x3 = 2101. Annuity rate
Calculation =0.1*x1*x2*x3
Assets LV customer
LV unmetered service model asset charge (p/kWh) | 0
2204. Asset £/customer from HV service models
Data sources:
x1 = 1028. Matrix of applicability of HV service models to tariffs with fixed charges
x2 = 1023. HV service model asset cost (£)
Sum-product calculation =SUMPRODUCT(x1, x2)
Assets HV customer
HV Medium Non-Domestic | 22780
HV HH Metered | 22780
HV Generation Intermittent | 8837.2206
HV Generation Non-Intermittent | 8837.2206
2205. Service model assets by tariff (£)
Data sources:
x1 = 2201. Asset £/customer from LV service models
x2 = 2204. Asset £/customer from HV service models
Combine tables = x1 or x2
| Assets LV customer | Assets HV customer
Domestic Unrestricted | 590
Domestic Two Rate | 590
Domestic Off Peak (related MPAN)
Small Non Domestic Unrestricted | 650
Small Non Domestic Two Rate | 650
Small Non Domestic Off Peak (related MPAN)
LV Medium Non-Domestic | 2140
LV Sub Medium Non-Domestic | 2185
HV Medium Non-Domestic |  | 22780
LV Network Domestic | 590
LV Network Non-Domestic Non-CT | 650
LV HH Metered | 2140
LV Sub HH Metered | 2185
HV HH Metered |  | 22780
NHH UMS category A
NHH UMS category B
NHH UMS category C
NHH UMS category D
LV UMS (Pseudo HH Metered)
LV Generation NHH or Aggregate HH | 0
LV Sub Generation NHH | 0
LV Generation Intermittent | 0
LV Generation Non-Intermittent | 0
LV Sub Generation Intermittent | 0
LV Sub Generation Non-Intermittent | 0
HV Generation Intermittent |  | 8837.2206
HV Generation Non-Intermittent |  | 8837.2206
2206. Replacement annuities for service models
Data sources:
x1 = 1010. Days in the charging year (in Financial and general assumptions)
x2 = 2205. Service model assets by tariff (£)
x3 = 2101. Annuity rate
x4 = 1010. Annuity proportion for customer-contributed assets (in Financial and general assumptions)
x5 = Service model p/MPAN/day charge (in Replacement annuities for service models)
Kind: | Calculation |  | Cell summation
Formula: | =100/x1*x2*x3*x4 |  | =SUM(x5)
Service model p/MPAN/day charge
| Assets LV customer | Assets HV customer | Service model p/MPAN/day
Domestic Unrestricted | 0 | 0 | 0
Domestic Two Rate | 0 | 0 | 0
Domestic Off Peak (related MPAN) | 0 | 0 | 0
Small Non Domestic Unrestricted | 0 | 0 | 0
Small Non Domestic Two Rate | 0 | 0 | 0
Small Non Domestic Off Peak (related MPAN) | 0 | 0 | 0
LV Medium Non-Domestic | 0 | 0 | 0
LV Sub Medium Non-Domestic | 0 | 0 | 0
HV Medium Non-Domestic | 0 | 0 | 0
LV Network Domestic | 0 | 0 | 0
LV Network Non-Domestic Non-CT | 0 | 0 | 0
LV HH Metered | 0 | 0 | 0
LV Sub HH Metered | 0 | 0 | 0
HV HH Metered | 0 | 0 | 0
NHH UMS category A | 0 | 0 | 0
NHH UMS category B | 0 | 0 | 0
NHH UMS category C | 0 | 0 | 0
NHH UMS category D | 0 | 0 | 0
LV UMS (Pseudo HH Metered) | 0 | 0 | 0
LV Generation NHH or Aggregate HH | 0 | 0 | 0
LV Sub Generation NHH | 0 | 0 | 0
LV Generation Intermittent | 0 | 0 | 0
LV Generation Non-Intermittent | 0 | 0 | 0
LV Sub Generation Intermittent | 0 | 0 | 0
LV Sub Generation Non-Intermittent | 0 | 0 | 0
HV Generation Intermittent | 0 | 0 | 0
HV Generation Non-Intermittent | 0 | 0 | 0

## Loads
Load characteristics for Northern Powergrid (Northeast) in 2017/18 (April 2017 - Final Charges)
This sheet compiles information about the assumed characteristics of network users.
A load factor represents the average load of a user or user group, relative to the maximum load level of that user or
user group. Load factors are numbers between 0 and 1.
A coincidence factor represents the expectation value of the load of a user or user group at the time of system maximum load,
relative to the maximum load level of that user or user group. Coincidence factors are numbers between 0 and 1.
A load coefficient is the expectation value of the load of a user or user group at the time of system maximum load, relative to the average load level of that user or user group.
For demand users, the load coefficient is a demand coefficient and can be calculated as the ratio of the coincidence factor to the load factor.
2301. Demand coefficient (load at time of system maximum load divided by average load)
Data sources:
x1 = 1041. Coincidence factor to system maximum load for each type of demand user (in Load profile data for demand users)
x2 = 1041. Load factor for each type of demand user (in Load profile data for demand users)
Calculation =x1/x2
Demand coefficient
Domestic Unrestricted | 2.0194
Domestic Two Rate | 1.2374
Domestic Off Peak (related MPAN) | 0
Small Non Domestic Unrestricted | 1.8667
Small Non Domestic Two Rate | 1.4918
Small Non Domestic Off Peak (related MPAN) | 0
LV Medium Non-Domestic | 1.5797
LV Sub Medium Non-Domestic | 1.8917
HV Medium Non-Domestic | 1.7483
LV Network Domestic | 2.0194
LV Network Non-Domestic Non-CT | 1.8667
LV HH Metered | 1.3997
LV Sub HH Metered | 1.3234
HV HH Metered | 1.1954
NHH UMS category A | 1
NHH UMS category B | 2.1159
NHH UMS category C | 3.8396
NHH UMS category D | 0
LV UMS (Pseudo HH Metered) | 2.5038
2302. Load coefficient
Data sources:
x1 = 2301. Demand coefficient (load at time of system maximum load divided by average load)
x2 = Negative of generation coefficient; set to -1
Combine tables = x1 or x2
Load coefficient
Domestic Unrestricted | 2.0194
Domestic Two Rate | 1.2374
Domestic Off Peak (related MPAN) | 0
Small Non Domestic Unrestricted | 1.8667
Small Non Domestic Two Rate | 1.4918
Small Non Domestic Off Peak (related MPAN) | 0
LV Medium Non-Domestic | 1.5797
LV Sub Medium Non-Domestic | 1.8917
HV Medium Non-Domestic | 1.7483
LV Network Domestic | 2.0194
LV Network Non-Domestic Non-CT | 1.8667
LV HH Metered | 1.3997
LV Sub HH Metered | 1.3234
HV HH Metered | 1.1954
NHH UMS category A | 1
NHH UMS category B | 2.1159
NHH UMS category C | 3.8396
NHH UMS category D | 0
LV UMS (Pseudo HH Metered) | 2.5038
LV Generation NHH or Aggregate HH | -1
LV Sub Generation NHH | -1
LV Generation Intermittent | -1
LV Generation Non-Intermittent | -1
LV Sub Generation Intermittent | -1
LV Sub Generation Non-Intermittent | -1
HV Generation Intermittent | -1
HV Generation Non-Intermittent | -1
2303. Discount map
| No discount | LDNO LV: LV user | LDNO HV: LV user | LDNO HV: LV sub user | LDNO HV: HV user
> Domestic Unrestricted
Domestic Unrestricted | 1 | 0 | 0 | 0 | 0
LDNO LV: Domestic Unrestricted | 0 | 1 | 0 | 0 | 0
LDNO HV: Domestic Unrestricted | 0 | 0 | 1 | 0 | 0
> Domestic Two Rate
Domestic Two Rate | 1 | 0 | 0 | 0 | 0
LDNO LV: Domestic Two Rate | 0 | 1 | 0 | 0 | 0
LDNO HV: Domestic Two Rate | 0 | 0 | 1 | 0 | 0
> Domestic Off Peak (related MPAN)
Domestic Off Peak (related MPAN) | 1 | 0 | 0 | 0 | 0
LDNO LV: Domestic Off Peak (related MPAN) | 0 | 1 | 0 | 0 | 0
LDNO HV: Domestic Off Peak (related MPAN) | 0 | 0 | 1 | 0 | 0
> Small Non Domestic Unrestricted
Small Non Domestic Unrestricted | 1 | 0 | 0 | 0 | 0
LDNO LV: Small Non Domestic Unrestricted | 0 | 1 | 0 | 0 | 0
LDNO HV: Small Non Domestic Unrestricted | 0 | 0 | 1 | 0 | 0
> Small Non Domestic Two Rate
Small Non Domestic Two Rate | 1 | 0 | 0 | 0 | 0
LDNO LV: Small Non Domestic Two Rate | 0 | 1 | 0 | 0 | 0
LDNO HV: Small Non Domestic Two Rate | 0 | 0 | 1 | 0 | 0
> Small Non Domestic Off Peak (related MPAN)
Small Non Domestic Off Peak (related MPAN) | 1 | 0 | 0 | 0 | 0
LDNO LV: Small Non Domestic Off Peak (related MPAN) | 0 | 1 | 0 | 0 | 0
LDNO HV: Small Non Domestic Off Peak (related MPAN) | 0 | 0 | 1 | 0 | 0
> LV Medium Non-Domestic
LV Medium Non-Domestic | 1 | 0 | 0 | 0 | 0
LDNO LV: LV Medium Non-Domestic | 0 | 1 | 0 | 0 | 0
LDNO HV: LV Medium Non-Domestic | 0 | 0 | 1 | 0 | 0
> LV Sub Medium Non-Domestic
LV Sub Medium Non-Domestic | 1 | 0 | 0 | 0 | 0
> HV Medium Non-Domestic
HV Medium Non-Domestic | 1 | 0 | 0 | 0 | 0
> LV Network Domestic
LV Network Domestic | 1 | 0 | 0 | 0 | 0
LDNO LV: LV Network Domestic | 0 | 1 | 0 | 0 | 0
LDNO HV: LV Network Domestic | 0 | 0 | 1 | 0 | 0
> LV Network Non-Domestic Non-CT
LV Network Non-Domestic Non-CT | 1 | 0 | 0 | 0 | 0
LDNO LV: LV Network Non-Domestic Non-CT | 0 | 1 | 0 | 0 | 0
LDNO HV: LV Network Non-Domestic Non-CT | 0 | 0 | 1 | 0 | 0
> LV HH Metered
LV HH Metered | 1 | 0 | 0 | 0 | 0
LDNO LV: LV HH Metered | 0 | 1 | 0 | 0 | 0
LDNO HV: LV HH Metered | 0 | 0 | 1 | 0 | 0
> LV Sub HH Metered
LV Sub HH Metered | 1 | 0 | 0 | 0 | 0
LDNO HV: LV Sub HH Metered | 0 | 0 | 0 | 1 | 0
> HV HH Metered
HV HH Metered | 1 | 0 | 0 | 0 | 0
LDNO HV: HV HH Metered | 0 | 0 | 0 | 0 | 1
> NHH UMS category A
NHH UMS category A | 1 | 0 | 0 | 0 | 0
LDNO LV: NHH UMS category A | 0 | 1 | 0 | 0 | 0
LDNO HV: NHH UMS category A | 0 | 0 | 1 | 0 | 0
> NHH UMS category B
NHH UMS category B | 1 | 0 | 0 | 0 | 0
LDNO LV: NHH UMS category B | 0 | 1 | 0 | 0 | 0
LDNO HV: NHH UMS category B | 0 | 0 | 1 | 0 | 0
> NHH UMS category C
NHH UMS category C | 1 | 0 | 0 | 0 | 0
LDNO LV: NHH UMS category C | 0 | 1 | 0 | 0 | 0
LDNO HV: NHH UMS category C | 0 | 0 | 1 | 0 | 0
> NHH UMS category D
NHH UMS category D | 1 | 0 | 0 | 0 | 0
LDNO LV: NHH UMS category D | 0 | 1 | 0 | 0 | 0
LDNO HV: NHH UMS category D | 0 | 0 | 1 | 0 | 0
> LV UMS (Pseudo HH Metered)
LV UMS (Pseudo HH Metered) | 1 | 0 | 0 | 0 | 0
LDNO LV: LV UMS (Pseudo HH Metered) | 0 | 1 | 0 | 0 | 0
LDNO HV: LV UMS (Pseudo HH Metered) | 0 | 0 | 1 | 0 | 0
> LV Generation NHH or Aggregate HH
LV Generation NHH or Aggregate HH | 1 | 0 | 0 | 0 | 0
LDNO LV: LV Generation NHH or Aggregate HH | 1 | 0 | 0 | 0 | 0
LDNO HV: LV Generation NHH or Aggregate HH | 1 | 0 | 0 | 0 | 0
> LV Sub Generation NHH
LV Sub Generation NHH | 1 | 0 | 0 | 0 | 0
LDNO HV: LV Sub Generation NHH | 1 | 0 | 0 | 0 | 0
> LV Generation Intermittent
LV Generation Intermittent | 1 | 0 | 0 | 0 | 0
LDNO LV: LV Generation Intermittent | 1 | 0 | 0 | 0 | 0
LDNO HV: LV Generation Intermittent | 1 | 0 | 0 | 0 | 0
> LV Generation Non-Intermittent
LV Generation Non-Intermittent | 1 | 0 | 0 | 0 | 0
LDNO LV: LV Generation Non-Intermittent | 1 | 0 | 0 | 0 | 0
LDNO HV: LV Generation Non-Intermittent | 1 | 0 | 0 | 0 | 0
> LV Sub Generation Intermittent
LV Sub Generation Intermittent | 1 | 0 | 0 | 0 | 0
LDNO HV: LV Sub Generation Intermittent | 1 | 0 | 0 | 0 | 0
> LV Sub Generation Non-Intermittent
LV Sub Generation Non-Intermittent | 1 | 0 | 0 | 0 | 0
LDNO HV: LV Sub Generation Non-Intermittent | 1 | 0 | 0 | 0 | 0
> HV Generation Intermittent
HV Generation Intermittent | 1 | 0 | 0 | 0 | 0
LDNO HV: HV Generation Intermittent | 1 | 0 | 0 | 0 | 0
> HV Generation Non-Intermittent
HV Generation Non-Intermittent | 1 | 0 | 0 | 0 | 0
LDNO HV: HV Generation Non-Intermittent | 1 | 0 | 0 | 0 | 0
2304. LDNO discounts and volumes adjusted for discount
Data sources:
x1 = 2303. Discount map
x2 = 1037. Embedded network (LDNO) discounts
x3 = 100 per cent discount for generators on LDNO networks
x4 = Discount for each tariff (except for fixed charges) (in LDNO discounts and volumes adjusted for discount)
x5 = 1053. Rate 1 units (MWh) by tariff (in Volume forecasts for the charging year)
x6 = 1053. Rate 2 units (MWh) by tariff (in Volume forecasts for the charging year)
x7 = 1053. Rate 3 units (MWh) by tariff (in Volume forecasts for the charging year)
x8 = 1053. MPANs by tariff (in Volume forecasts for the charging year)
x9 = Discount for each tariff for fixed charges only (in LDNO discounts and volumes adjusted for discount)
x10 = 1053. Import capacity (kVA) by tariff (in Volume forecasts for the charging year)
x11 = 1053. Reactive power units (MVArh) by tariff (in Volume forecasts for the charging year)
Kind: | Sum-product calculation | Combine tables | Calculation | Calculation | Calculation | Calculation | Calculation | Calculation
Formula: | =SUMPRODUCT(x1, x2) | = x3 or x4 | =x5*(1-x4) | =x6*(1-x4) | =x7*(1-x4) | =x8*(1-x9) | =x10*(1-x4) | =x11*(1-x4)
| Discount for each tariff (except for fixed charges) | Discount for each tariff for fixed charges only | Rate 1 units (MWh) | Rate 2 units (MWh) | Rate 3 units (MWh) | MPANs | Import capacity (kVA) | Reactive power units (MVArh)
> Domestic Unrestricted
Domestic Unrestricted | 0% | 0% | 4326557.4488 | 0 | 0 | 1385470.5437 | 0 | 0
LDNO LV: Domestic Unrestricted | 39.75% | 39.75% | 21147.9643 | 0 | 0 | 8821.7983 | 0 | 0
LDNO HV: Domestic Unrestricted | 64.42% | 64.42% | 12616.797 | 0 | 0 | 4755.9462 | 0 | 0
> Domestic Two Rate
Domestic Two Rate | 0% | 0% | 227663.6605 | 236919.6822 | 0 | 87734.1662 | 0 | 0
LDNO LV: Domestic Two Rate | 39.75% | 39.75% | 46.2729 | 6.3151 | 0 | 24.589 | 0 | 0
LDNO HV: Domestic Two Rate | 64.42% | 64.42% | 484.8541 | 872.91 | 0 | 312.908 | 0 | 0
> Domestic Off Peak (related MPAN)
Domestic Off Peak (related MPAN) | 0% | 0% | 83834.5566 | 0 | 0 | 17252.0674 | 0 | 0
LDNO LV: Domestic Off Peak (related MPAN) | 39.75% | 39.75% | 0 | 0 | 0 | 0 | 0 | 0
LDNO HV: Domestic Off Peak (related MPAN) | 64.42% | 64.42% | 0 | 0 | 0 | 0 | 0 | 0
> Small Non Domestic Unrestricted
Small Non Domestic Unrestricted | 0% | 0% | 839107.738 | 0 | 0 | 76321.5551 | 0 | 0
LDNO LV: Small Non Domestic Unrestricted | 39.75% | 39.75% | 802.4985 | 0 | 0 | 88.9518 | 0 | 0
LDNO HV: Small Non Domestic Unrestricted | 64.42% | 64.42% | 707.0007 | 0 | 0 | 56.1884 | 0 | 0
> Small Non Domestic Two Rate
Small Non Domestic Two Rate | 0% | 0% | 226639.2207 | 137254.3331 | 0 | 17515.8369 | 0 | 0
LDNO LV: Small Non Domestic Two Rate | 39.75% | 39.75% | 0 | 0 | 0 | 0 | 0 | 0
LDNO HV: Small Non Domestic Two Rate | 64.42% | 64.42% | 127.7967 | 93.2687 | 0 | 5.3489 | 0 | 0
> Small Non Domestic Off Peak (related MPAN)
Small Non Domestic Off Peak (related MPAN) | 0% | 0% | 7773.5044 | 0 | 0 | 516.3647 | 0 | 0
LDNO LV: Small Non Domestic Off Peak (related MPAN) | 39.75% | 39.75% | 0 | 0 | 0 | 0 | 0 | 0
LDNO HV: Small Non Domestic Off Peak (related MPAN) | 64.42% | 64.42% | 0 | 0 | 0 | 0 | 0 | 0
> LV Medium Non-Domestic
LV Medium Non-Domestic | 0% | 0% | 0 | 0 | 0 | 0 | 0 | 0
LDNO LV: LV Medium Non-Domestic | 39.75% | 39.75% | 0 | 0 | 0 | 0 | 0 | 0
LDNO HV: LV Medium Non-Domestic | 64.42% | 64.42% | 350.6891 | 67.9208 | 0 | 2.2924 | 0 | 0
> LV Sub Medium Non-Domestic
LV Sub Medium Non-Domestic | 0% | 0% | 0 | 0 | 0 | 0 | 0 | 0
> HV Medium Non-Domestic
HV Medium Non-Domestic | 0% | 0% | 0 | 0 | 0 | 0 | 0 | 0
> LV Network Domestic
LV Network Domestic | 0% | 0% | 0 | 0 | 0 | 0 | 0 | 0
LDNO LV: LV Network Domestic | 39.75% | 39.75% | 0 | 0 | 0 | 0 | 0 | 0
LDNO HV: LV Network Domestic | 64.42% | 64.42% | 0 | 0 | 0 | 0 | 0 | 0
> LV Network Non-Domestic Non-CT
LV Network Non-Domestic Non-CT | 0% | 0% | 79163.3324 | 267902.6825 | 299969.2982 | 9670.4851 | 0 | 0
LDNO LV: LV Network Non-Domestic Non-CT | 39.75% | 39.75% | 0 | 0 | 0 | 0 | 0 | 0
LDNO HV: LV Network Non-Domestic Non-CT | 64.42% | 64.42% | 0 | 0 | 0 | 0 | 0 | 0
> LV HH Metered
LV HH Metered | 0% | 0% | 276095.5097 | 939987.5506 | 1041216.92 | 10235.8444 | 1512085.8718 | 180535.338
LDNO LV: LV HH Metered | 39.75% | 39.75% | 123.9463 | 352.9028 | 440.7479 | 2.5883 | 156.6615 | 39.6434
LDNO HV: LV HH Metered | 64.42% | 64.42% | 299.7567 | 929.7848 | 1155.7623 | 5.3489 | 822.8868 | 318.217
> LV Sub HH Metered
LV Sub HH Metered | 0% | 0% | 41145.1463 | 136394.3125 | 187132.5086 | 531.8568 | 141644.2329 | 24072.142
LDNO HV: LV Sub HH Metered | 40.23% | 40.23% | 60.8412 | 289.6277 | 170.3831 | 1.2837 | 298.8409 | 5.5298
> HV HH Metered
HV HH Metered | 0% | 0% | 326823.5678 | 1062967.1381 | 1470155.445 | 839.0146 | 1078714.2521 | 320509.254
LDNO HV: HV HH Metered | 26.58% | 26.58% | 1530.3865 | 5030.7122 | 6230.215 | 6.3081 | 2900.2601 | 318.2049
> NHH UMS category A
NHH UMS category A | 0% | 0% | 25971.9984 | 0 | 0 | 644.4635 | 0 | 0
LDNO LV: NHH UMS category A | 39.75% | 39.75% | 107.873 | 0 | 0 | 58.2371 | 0 | 0
LDNO HV: NHH UMS category A | 64.42% | 64.42% | 246.234 | 0 | 0 | 22.9237 | 0 | 0
> NHH UMS category B
NHH UMS category B | 0% | 0% | 121639.3348 | 0 | 0 | 414.7066 | 0 | 0
LDNO LV: NHH UMS category B | 39.75% | 39.75% | 0 | 0 | 0 | 0 | 0 | 0
LDNO HV: NHH UMS category B | 64.42% | 64.42% | 0 | 0 | 0 | 0 | 0 | 0
> NHH UMS category C
NHH UMS category C | 0% | 0% | 497.8612 | 0 | 0 | 35.2739 | 0 | 0
LDNO LV: NHH UMS category C | 39.75% | 39.75% | 0 | 0 | 0 | 0 | 0 | 0
LDNO HV: NHH UMS category C | 64.42% | 64.42% | 0 | 0 | 0 | 0 | 0 | 0
> NHH UMS category D
NHH UMS category D | 0% | 0% | 1282.9896 | 0 | 0 | 18.1136 | 0 | 0
LDNO LV: NHH UMS category D | 39.75% | 39.75% | 0 | 0 | 0 | 0 | 0 | 0
LDNO HV: NHH UMS category D | 64.42% | 64.42% | 0 | 0 | 0 | 0 | 0 | 0
> LV UMS (Pseudo HH Metered)
LV UMS (Pseudo HH Metered) | 0% | 0% | 3572.5398 | 8119.9883 | 46885.8032 | 9.5335 | 0 | 0
LDNO LV: LV UMS (Pseudo HH Metered) | 39.75% | 39.75% | 0 | 0 | 0 | 0 | 0 | 0
LDNO HV: LV UMS (Pseudo HH Metered) | 64.42% | 64.42% | 0 | 0 | 0 | 0 | 0 | 0
> LV Generation NHH or Aggregate HH
LV Generation NHH or Aggregate HH | 0% | 0% | 389.163 | 0 | 0 | 59 | 0 | 0
LDNO LV: LV Generation NHH or Aggregate HH | 0% | 100% | 0 | 0 | 0 | 0 | 0 | 0
LDNO HV: LV Generation NHH or Aggregate HH | 0% | 100% | 0 | 0 | 0 | 0 | 0 | 0
> LV Sub Generation NHH
LV Sub Generation NHH | 0% | 0% | 0 | 0 | 0 | 0 | 0 | 0
LDNO HV: LV Sub Generation NHH | 0% | 100% | 0 | 0 | 0 | 0 | 0 | 0
> LV Generation Intermittent
LV Generation Intermittent | 0% | 0% | 17031.7656 | 0 | 0 | 135 | 0 | 829.69
LDNO LV: LV Generation Intermittent | 0% | 100% | 0 | 0 | 0 | 0 | 0 | 0
LDNO HV: LV Generation Intermittent | 0% | 100% | 0 | 0 | 0 | 0 | 0 | 0
> LV Generation Non-Intermittent
LV Generation Non-Intermittent | 0% | 0% | 1699.8799 | 5024.1618 | 9280.9996 | 9 | 0 | 294.267
LDNO LV: LV Generation Non-Intermittent | 0% | 100% | 0 | 0 | 0 | 0 | 0 | 0
LDNO HV: LV Generation Non-Intermittent | 0% | 100% | 0 | 0 | 0 | 0 | 0 | 0
> LV Sub Generation Intermittent
LV Sub Generation Intermittent | 0% | 0% | 644.0621 | 0 | 0 | 4 | 0 | 23.838
LDNO HV: LV Sub Generation Intermittent | 0% | 100% | 0 | 0 | 0 | 0 | 0 | 0
> LV Sub Generation Non-Intermittent
LV Sub Generation Non-Intermittent | 0% | 0% | 0 | 0 | 0 | 0 | 0 | 0
LDNO HV: LV Sub Generation Non-Intermittent | 0% | 100% | 0 | 0 | 0 | 0 | 0 | 0
> HV Generation Intermittent
HV Generation Intermittent | 0% | 0% | 441524.6895 | 0 | 0 | 63 | 0 | 1003.137
LDNO HV: HV Generation Intermittent | 0% | 100% | 0 | 0 | 0 | 0 | 0 | 0
> HV Generation Non-Intermittent
HV Generation Non-Intermittent | 0% | 0% | 35648.1948 | 97155.2355 | 180684.6105 | 49 | 0 | 2621.813
LDNO HV: HV Generation Non-Intermittent | 0% | 100% | 0 | 0 | 0 | 0 | 0 | 0
2305. Equivalent volume for each end user
Data sources:
x1 = 2304. Rate 1 units (MWh) (in LDNO discounts and volumes adjusted for discount)
x2 = 2304. Rate 2 units (MWh) (in LDNO discounts and volumes adjusted for discount)
x3 = 2304. Rate 3 units (MWh) (in LDNO discounts and volumes adjusted for discount)
x4 = 2304. MPANs (in LDNO discounts and volumes adjusted for discount)
x5 = 2304. Import capacity (kVA) (in LDNO discounts and volumes adjusted for discount)
x6 = 2304. Reactive power units (MVArh) (in LDNO discounts and volumes adjusted for discount)
Kind: | Cell summation | Cell summation | Cell summation | Cell summation | Cell summation | Cell summation
Formula: | =SUM(x1) | =SUM(x2) | =SUM(x3) | =SUM(x4) | =SUM(x5) | =SUM(x6)
| Rate 1 units (MWh) | Rate 2 units (MWh) | Rate 3 units (MWh) | MPANs | Import capacity (kVA) | Reactive power units (MVArh)
Domestic Unrestricted | 4360322.2101 | 0 | 0 | 1399048.2882 | 0 | 0
Domestic Two Rate | 228194.7875 | 237798.9073 | 0 | 88071.6631 | 0 | 0
Domestic Off Peak (related MPAN) | 83834.5566 | 0 | 0 | 17252.0674 | 0 | 0
Small Non Domestic Unrestricted | 840617.2372 | 0 | 0 | 76466.6953 | 0 | 0
Small Non Domestic Two Rate | 226767.0174 | 137347.6019 | 0 | 17521.1858 | 0 | 0
Small Non Domestic Off Peak (related MPAN) | 7773.5044 | 0 | 0 | 516.3647 | 0 | 0
LV Medium Non-Domestic | 350.6891 | 67.9208 | 0 | 2.2924 | 0 | 0
LV Sub Medium Non-Domestic | 0 | 0 | 0 | 0 | 0 | 0
HV Medium Non-Domestic | 0 | 0 | 0 | 0 | 0 | 0
LV Network Domestic | 0 | 0 | 0 | 0 | 0 | 0
LV Network Non-Domestic Non-CT | 79163.3324 | 267902.6825 | 299969.2982 | 9670.4851 | 0 | 0
LV HH Metered | 276519.2126 | 941270.2382 | 1042813.4302 | 10243.7816 | 1513065.4201 | 180893.1983
LV Sub HH Metered | 41205.9875 | 136683.9403 | 187302.8917 | 533.1405 | 141943.0737 | 24077.6718
HV HH Metered | 328353.9543 | 1067997.8503 | 1476385.66 | 845.3227 | 1081614.5121 | 320827.4589
NHH UMS category A | 26326.1053 | 0 | 0 | 725.6243 | 0 | 0
NHH UMS category B | 121639.3348 | 0 | 0 | 414.7066 | 0 | 0
NHH UMS category C | 497.8612 | 0 | 0 | 35.2739 | 0 | 0
NHH UMS category D | 1282.9896 | 0 | 0 | 18.1136 | 0 | 0
LV UMS (Pseudo HH Metered) | 3572.5398 | 8119.9883 | 46885.8032 | 9.5335 | 0 | 0
LV Generation NHH or Aggregate HH | 389.163 | 0 | 0 | 59 | 0 | 0
LV Sub Generation NHH | 0 | 0 | 0 | 0 | 0 | 0
LV Generation Intermittent | 17031.7656 | 0 | 0 | 135 | 0 | 829.69
LV Generation Non-Intermittent | 1699.8799 | 5024.1618 | 9280.9996 | 9 | 0 | 294.267
LV Sub Generation Intermittent | 644.0621 | 0 | 0 | 4 | 0 | 23.838
LV Sub Generation Non-Intermittent | 0 | 0 | 0 | 0 | 0 | 0
HV Generation Intermittent | 441524.6895 | 0 | 0 | 63 | 0 | 1003.137
HV Generation Non-Intermittent | 35648.1948 | 97155.2355 | 180684.6105 | 49 | 0 | 2621.813

## Multi
Load characteristics for multiple unit rates for Northern Powergrid (Northeast) in 2017/18 (April 2017 - Final Charges)
2401. Adjust annual hours by distribution time band to match days in year
Data sources:
x1 = 1068. Typical annual hours by distribution time band
x2 = 1010. Days in the charging year (in Financial and general assumptions)
x3 = Total hours in the year according to time band hours input data (in Adjust annual hours by distribution time band to match days in year)
Kind: | Cell summation | Calculation
Formula: | =SUM(x1) | =x1*24*x2/x3
Annual hours by distribution time band (reconciled to days in year)
| Hours aggregate | Red | Amber | Green
Adjust annual hours by distribution time band to match days in year | 8760 | 910 | 2730 | 5120
2402. Normalisation of split of rate 1 units by time band
Data sources:
x1 = 1061. Average split of rate 1 units by distribution time band
x2 = Total split (in Normalisation of split of rate 1 units by time band)
x3 = 2401. Annual hours by distribution time band (reconciled to days in year) (in Adjust annual hours by distribution time band to match days in year)
x4 = 1010. Days in the charging year (in Financial and general assumptions)
Kind: | Cell summation | Calculation
Formula: | =SUM(x1) | =IF(x2,x1/x2,x3/x4/24)
Normalised split of rate 1 units by distribution time band
| Total split | Red | Amber | Green
Domestic Unrestricted | 100% | 14.95% | 34.97% | 50.07%
Domestic Two Rate | 100% | 18% | 41.35% | 40.65%
Domestic Off Peak (related MPAN) | 100% | 1.411% | 15.12% | 83.47%
Small Non Domestic Unrestricted | 100% | 12.13% | 48.22% | 39.65%
Small Non Domestic Two Rate | 100% | 16.28% | 56.04% | 27.68%
Small Non Domestic Off Peak (related MPAN) | 100% | 2.524% | 10.08% | 87.4%
LV Medium Non-Domestic | 100% | 13.68% | 46.32% | 40.01%
LV Sub Medium Non-Domestic | 100% | 14.56% | 47.55% | 37.89%
HV Medium Non-Domestic | 100% | 14.7% | 46.84% | 38.46%
2403. Split of rate 1 units between distribution time bands
Data sources:
x1 = 2402. Normalised split of rate 1 units by distribution time band (in Normalisation of split of rate 1 units by time band)
x2 = Split of rate 1 units between distribution time bands (default)
Combine tables = x1 or x2
| Red | Amber | Green
Domestic Unrestricted | 14.95% | 34.97% | 50.07%
Domestic Two Rate | 18% | 41.35% | 40.65%
Domestic Off Peak (related MPAN) | 1.411% | 15.12% | 83.47%
Small Non Domestic Unrestricted | 12.13% | 48.22% | 39.65%
Small Non Domestic Two Rate | 16.28% | 56.04% | 27.68%
Small Non Domestic Off Peak (related MPAN) | 2.524% | 10.08% | 87.4%
LV Medium Non-Domestic | 13.68% | 46.32% | 40.01%
LV Sub Medium Non-Domestic | 14.56% | 47.55% | 37.89%
HV Medium Non-Domestic | 14.7% | 46.84% | 38.46%
LV Network Domestic | 100% | 0% | 0%
LV Network Non-Domestic Non-CT | 100% | 0% | 0%
LV HH Metered | 100% | 0% | 0%
LV Sub HH Metered | 100% | 0% | 0%
HV HH Metered | 100% | 0% | 0%
LV Generation Non-Intermittent | 100% | 0% | 0%
LV Sub Generation Non-Intermittent | 100% | 0% | 0%
HV Generation Non-Intermittent | 100% | 0% | 0%
2404. Normalisation of split of rate 2 units by time band
Data sources:
x1 = 1062. Average split of rate 2 units by distribution time band
x2 = Total split (in Normalisation of split of rate 2 units by time band)
x3 = 2401. Annual hours by distribution time band (reconciled to days in year) (in Adjust annual hours by distribution time band to match days in year)
x4 = 1010. Days in the charging year (in Financial and general assumptions)
Kind: | Cell summation | Calculation
Formula: | =SUM(x1) | =IF(x2,x1/x2,x3/x4/24)
Normalised split of rate 2 units by distribution time band
| Total split | Red | Amber | Green
Domestic Two Rate | 100% | 0.04175% | 0.5319% | 99.43%
Small Non Domestic Two Rate | 100% | 0.4135% | 2.91% | 96.68%
LV Medium Non-Domestic | 100% | 7.21e-07% | 0.8511% | 99.15%
LV Sub Medium Non-Domestic | 100% | 0% | 4.684% | 95.32%
HV Medium Non-Domestic | 100% | 0% | 4.555% | 95.44%
2405. Split of rate 2 units between distribution time bands
Data sources:
x1 = 2404. Normalised split of rate 2 units by distribution time band (in Normalisation of split of rate 2 units by time band)
x2 = Split of rate 2 units between distribution time bands (default)
Combine tables = x1 or x2
| Red | Amber | Green
Domestic Two Rate | 0.04175% | 0.5319% | 99.43%
Small Non Domestic Two Rate | 0.4135% | 2.91% | 96.68%
LV Medium Non-Domestic | 7.21e-07% | 0.8511% | 99.15%
LV Sub Medium Non-Domestic | 0% | 4.684% | 95.32%
HV Medium Non-Domestic | 0% | 4.555% | 95.44%
LV Network Domestic | 0% | 100% | 0%
LV Network Non-Domestic Non-CT | 0% | 100% | 0%
LV HH Metered | 0% | 100% | 0%
LV Sub HH Metered | 0% | 100% | 0%
HV HH Metered | 0% | 100% | 0%
LV Generation Non-Intermittent | 0% | 100% | 0%
LV Sub Generation Non-Intermittent | 0% | 100% | 0%
HV Generation Non-Intermittent | 0% | 100% | 0%
2406. Split of rate 3 units between distribution time bands (default)
| Red | Amber | Green
LV Network Domestic | 0% | 0% | 100%
LV Network Non-Domestic Non-CT | 0% | 0% | 100%
LV HH Metered | 0% | 0% | 100%
LV Sub HH Metered | 0% | 0% | 100%
HV HH Metered | 0% | 0% | 100%
LV Generation Non-Intermittent | 0% | 0% | 100%
LV Sub Generation Non-Intermittent | 0% | 0% | 100%
HV Generation Non-Intermittent | 0% | 0% | 100%
2407. All units (MWh)
Data sources:
x1 = 2305. Rate 1 units (MWh) (in Equivalent volume for each end user)
x2 = 2305. Rate 2 units (MWh) (in Equivalent volume for each end user)
x3 = 2305. Rate 3 units (MWh) (in Equivalent volume for each end user)
Calculation =x1+x2+x3
All units (MWh)
Domestic Unrestricted | 4360322.2101
Domestic Two Rate | 465993.6948
Domestic Off Peak (related MPAN) | 83834.5566
Small Non Domestic Unrestricted | 840617.2372
Small Non Domestic Two Rate | 364114.6192
Small Non Domestic Off Peak (related MPAN) | 7773.5044
LV Medium Non-Domestic | 418.6099
LV Sub Medium Non-Domestic | 0
HV Medium Non-Domestic | 0
LV Network Domestic | 0
LV Network Non-Domestic Non-CT | 647035.3131
LV HH Metered | 2260602.881
LV Sub HH Metered | 365192.8194
HV HH Metered | 2872737.4646
NHH UMS category A | 26326.1053
NHH UMS category B | 121639.3348
NHH UMS category C | 497.8612
NHH UMS category D | 1282.9896
LV UMS (Pseudo HH Metered) | 58578.3313
LV Generation NHH or Aggregate HH | 389.163
LV Sub Generation NHH | 0
LV Generation Intermittent | 17031.7656
LV Generation Non-Intermittent | 16005.0413
LV Sub Generation Intermittent | 644.0621
LV Sub Generation Non-Intermittent | 0
HV Generation Intermittent | 441524.6895
HV Generation Non-Intermittent | 313488.0408
2408. Calculation of implied load coefficients for one-rate users
Data sources:
x1 = 2407. All units (MWh)
x2 = 2305. Rate 1 units (MWh) (in Equivalent volume for each end user)
x3 = 2403. Split of rate 1 units between distribution time bands
x4 = 2401. Annual hours by distribution time band (reconciled to days in year) (in Adjust annual hours by distribution time band to match days in year)
x5 = Use of distribution time bands by units in demand forecast for one-rate tariffs (in Calculation of implied load coefficients for one-rate users)
x6 = 1010. Days in the charging year (in Financial and general assumptions)
Kind: | Calculation |  |  | Calculation
Formula: | =IF(x1>0,(x2*x3)/x1,0) |  |  | =IF(x4>0,x5*x6*24/x4,0)
Use of distribution time bands by units in demand forecast for one-rate tariffs
| Red | Amber | Green | Peak band load coefficient for one-rate tariffs
Domestic Unrestricted | 14.95% | 34.97% | 50.07% | 1.4393
Small Non Domestic Unrestricted | 12.13% | 48.22% | 39.65% | 1.1679
2409. Calculation of implied load coefficients for two-rate users
Data sources:
x1 = 2407. All units (MWh)
x2 = 2305. Rate 1 units (MWh) (in Equivalent volume for each end user)
x3 = 2403. Split of rate 1 units between distribution time bands
x4 = 2305. Rate 2 units (MWh) (in Equivalent volume for each end user)
x5 = 2405. Split of rate 2 units between distribution time bands
x6 = 2401. Annual hours by distribution time band (reconciled to days in year) (in Adjust annual hours by distribution time band to match days in year)
x7 = Use of distribution time bands by units in demand forecast for two-rate tariffs (in Calculation of implied load coefficients for two-rate users)
x8 = 1010. Days in the charging year (in Financial and general assumptions)
Kind: | Calculation |  |  | Calculation
Formula: | =IF(x1>0,(x2*x3+x4*x5)/x1,0) |  |  | =IF(x6>0,x7*x8*24/x6,0)
Use of distribution time bands by units in demand forecast for two-rate tariffs
| Red | Amber | Green | Peak band load coefficient for two-rate tariffs
Domestic Two Rate | 8.835% | 20.52% | 70.64% | 0.85045
Small Non Domestic Two Rate | 10.29% | 36% | 53.71% | 0.991
LV Medium Non-Domestic | 11.46% | 38.94% | 49.6% | 1.103
LV Sub Medium Non-Domestic | 0% | 0% | 0% | 0
HV Medium Non-Domestic | 0% | 0% | 0% | 0
2410. Calculation of implied load coefficients for three-rate users
Data sources:
x1 = 2407. All units (MWh)
x2 = 2305. Rate 1 units (MWh) (in Equivalent volume for each end user)
x3 = 2403. Split of rate 1 units between distribution time bands
x4 = 2305. Rate 2 units (MWh) (in Equivalent volume for each end user)
x5 = 2405. Split of rate 2 units between distribution time bands
x6 = 2305. Rate 3 units (MWh) (in Equivalent volume for each end user)
x7 = 2406. Split of rate 3 units between distribution time bands (default)
x8 = 2401. Annual hours by distribution time band (reconciled to days in year) (in Adjust annual hours by distribution time band to match days in year)
x9 = Use of distribution time bands by units in demand forecast for three-rate tariffs (in Calculation of implied load coefficients for three-rate users)
x10 = 1010. Days in the charging year (in Financial and general assumptions)
Kind: | Calculation |  |  | Calculation
Formula: | =IF(x1>0,(x2*x3+x4*x5+x6*x7)/x1,0) |  |  | =IF(x8>0,x9*x10*24/x8,0)
Use of distribution time bands by units in demand forecast for three-rate tariffs
| Red | Amber | Green | Peak band load coefficient for three-rate tariffs
LV Network Domestic | 0% | 0% | 0% | 0
LV Network Non-Domestic Non-CT | 12.23% | 41.4% | 46.36% | 1.1778
LV HH Metered | 12.23% | 41.64% | 46.13% | 1.1775
LV Sub HH Metered | 11.28% | 37.43% | 51.29% | 1.0862
HV HH Metered | 11.43% | 37.18% | 51.39% | 1.1003
2411. Calculation of adjusted time band load coefficients
Data sources:
x1 = 2408. Peak band load coefficient for one-rate tariffs (in Calculation of implied load coefficients for one-rate users)
x2 = 2409. Peak band load coefficient for two-rate tariffs (in Calculation of implied load coefficients for two-rate users)
x3 = 2410. Peak band load coefficient for three-rate tariffs (in Calculation of implied load coefficients for three-rate users)
x4 = Peak band load coefficient (in Calculation of adjusted time band load coefficients)
x5 = 2302. Load coefficient
Kind: | Combine tables | Calculation
Formula: | = x1 or x2 or x3 | =IF(x4<>0,x5/x4,IF(x5<0,-1,1))
| Peak band load coefficient | Load coefficient correction factor (kW at peak in band / band average kW)
Domestic Unrestricted | 1.4393 | 1.4031
Domestic Two Rate | 0.85045 | 1.455
Domestic Off Peak (related MPAN) |  | 1
Small Non Domestic Unrestricted | 1.1679 | 1.5983
Small Non Domestic Two Rate | 0.991 | 1.5053
Small Non Domestic Off Peak (related MPAN) |  | 1
LV Medium Non-Domestic | 1.103 | 1.4323
LV Sub Medium Non-Domestic | 0 | 1
HV Medium Non-Domestic | 0 | 1
LV Network Domestic | 0 | 1
LV Network Non-Domestic Non-CT | 1.1778 | 1.5849
LV HH Metered | 1.1775 | 1.1887
LV Sub HH Metered | 1.0862 | 1.2184
HV HH Metered | 1.1003 | 1.0865
LV Generation Non-Intermittent |  | -1
LV Sub Generation Non-Intermittent |  | -1
HV Generation Non-Intermittent |  | -1
2412. Normalisation of peaking probabilities
Data sources:
x1 = 1069. Red, amber and green peaking probabilities (in Peaking probabilities by network level)
x2 = Total probability (should be 100%) (in Normalisation of peaking probabilities)
x3 = 1068. Typical annual hours by distribution time band
x4 = 2401. Total hours in the year according to time band hours input data (in Adjust annual hours by distribution time band to match days in year)
Kind: | Cell summation | Calculation
Formula: | =SUM(x1) | =IF(x2,x1/x2,x3/x4)
Normalised peaking probabilities
| Total probability (should be 100%) | Red | Amber | Green
GSPs | 100% | 95.1% | 3.121% | 1.774%
132kV | 100% | 53.71% | 43.05% | 3.237%
132kV/EHV | 100% | 53.71% | 43.05% | 3.237%
EHV | 100% | 64.44% | 31.29% | 4.263%
EHV/HV | 100% | 64.44% | 31.29% | 4.263%
132kV/HV | 0% | 10.39% | 31.16% | 58.45%
HV | 100% | 64.44% | 31.29% | 4.263%
HV/LV | 100% | 64.44% | 31.29% | 4.263%
LV circuits | 100% | 64.44% | 31.29% | 4.263%
2413. Peaking probabilities by network level (reshaped)
Data sources:
x1 = 2412. Normalised peaking probabilities (in Normalisation of peaking probabilities)
Reshape table = x1
| GSPs | Red | Amber | Green | 132kV | Red | Amber | Green | 132kV/EHV | Red | Amber | Green | EHV | Red | Amber | Green | EHV/HV | Red | Amber | Green | 132kV/HV | Red | Amber | Green | HV | Red | Amber | Green | HV/LV | Red | Amber | Green | LV circuits | Red | Amber | Green
Probability of peak within timeband |  | 95.1% | 3.121% | 1.774% |  | 53.71% | 43.05% | 3.237% |  | 53.71% | 43.05% | 3.237% |  | 64.44% | 31.29% | 4.263% |  | 64.44% | 31.29% | 4.263% |  | 10.39% | 31.16% | 58.45% |  | 64.44% | 31.29% | 4.263% |  | 64.44% | 31.29% | 4.263% |  | 64.44% | 31.29% | 4.263%
2414. Pseudo load coefficient by time band and network level
Data sources:
x1 = 2401. Annual hours by distribution time band (reconciled to days in year) (in Adjust annual hours by distribution time band to match days in year)
x2 = 2411. Load coefficient correction factor (kW at peak in band / band average kW) (in Calculation of adjusted time band load coefficients)
x3 = 2413. Peaking probabilities by network level (reshaped)
x4 = 1010. Days in the charging year (in Financial and general assumptions)
Calculation =IF(x1>0,x2*x3*24*x4/x1,0)
| GSPs | Red | Amber | Green | 132kV | Red | Amber | Green | 132kV/EHV | Red | Amber | Green | EHV | Red | Amber | Green | EHV/HV | Red | Amber | Green | 132kV/HV | Red | Amber | Green | HV | Red | Amber | Green | HV/LV | Red | Amber | Green | LV circuits | Red | Amber | Green
Domestic Unrestricted |  | 12.8451 | 0.14053 | 0.042591 |  | 7.254 | 1.9383 | 0.077712 |  | 7.254 | 1.9383 | 0.077712 |  | 8.7041 | 1.4088 | 0.10233 |  | 8.7041 | 1.4088 | 0.10233 |  | 1.4031 | 1.4031 | 1.4031 |  | 8.7041 | 1.4088 | 0.10233 |  | 8.7041 | 1.4088 | 0.10233 |  | 8.7041 | 1.4088 | 0.10233
Domestic Two Rate |  | 13.3202 | 0.14572 | 0.044166 |  | 7.5224 | 2.01 | 0.080587 |  | 7.5224 | 2.01 | 0.080587 |  | 9.026 | 1.4609 | 0.10611 |  | 9.026 | 1.4609 | 0.10611 |  | 1.455 | 1.455 | 1.455 |  | 9.026 | 1.4609 | 0.10611 |  | 9.026 | 1.4609 | 0.10611 |  | 9.026 | 1.4609 | 0.10611
Domestic Off Peak (related MPAN) |  | 9.1551 | 0.10016 | 0.030356 |  | 5.1702 | 1.3815 | 0.055388 |  | 5.1702 | 1.3815 | 0.055388 |  | 6.2037 | 1.0041 | 0.072931 |  | 6.2037 | 1.0041 | 0.072931 |  | 1 | 1 | 1 |  | 6.2037 | 1.0041 | 0.072931 |  | 6.2037 | 1.0041 | 0.072931 |  | 6.2037 | 1.0041 | 0.072931
Small Non Domestic Unrestricted |  | 14.6327 | 0.16008 | 0.048518 |  | 8.2635 | 2.2081 | 0.088527 |  | 8.2635 | 2.2081 | 0.088527 |  | 9.9154 | 1.6049 | 0.11657 |  | 9.9154 | 1.6049 | 0.11657 |  | 1.5983 | 1.5983 | 1.5983 |  | 9.9154 | 1.6049 | 0.11657 |  | 9.9154 | 1.6049 | 0.11657 |  | 9.9154 | 1.6049 | 0.11657
Small Non Domestic Two Rate |  | 13.7815 | 0.15077 | 0.045696 |  | 7.7829 | 2.0796 | 0.083377 |  | 7.7829 | 2.0796 | 0.083377 |  | 9.3386 | 1.5115 | 0.10979 |  | 9.3386 | 1.5115 | 0.10979 |  | 1.5053 | 1.5053 | 1.5053 |  | 9.3386 | 1.5115 | 0.10979 |  | 9.3386 | 1.5115 | 0.10979 |  | 9.3386 | 1.5115 | 0.10979
Small Non Domestic Off Peak (related MPAN) |  | 9.1551 | 0.10016 | 0.030356 |  | 5.1702 | 1.3815 | 0.055388 |  | 5.1702 | 1.3815 | 0.055388 |  | 6.2037 | 1.0041 | 0.072931 |  | 6.2037 | 1.0041 | 0.072931 |  | 1 | 1 | 1 |  | 6.2037 | 1.0041 | 0.072931 |  | 6.2037 | 1.0041 | 0.072931 |  | 6.2037 | 1.0041 | 0.072931
LV Medium Non-Domestic |  | 13.1127 | 0.14345 | 0.043478 |  | 7.4051 | 1.9787 | 0.079331 |  | 7.4051 | 1.9787 | 0.079331 |  | 8.8854 | 1.4382 | 0.10446 |  | 8.8854 | 1.4382 | 0.10446 |  | 1.4323 | 1.4323 | 1.4323 |  | 8.8854 | 1.4382 | 0.10446 |  | 8.8854 | 1.4382 | 0.10446 |  | 8.8854 | 1.4382 | 0.10446
LV Sub Medium Non-Domestic |  | 9.1551 | 0.10016 | 0.030356 |  | 5.1702 | 1.3815 | 0.055388 |  | 5.1702 | 1.3815 | 0.055388 |  | 6.2037 | 1.0041 | 0.072931 |  | 6.2037 | 1.0041 | 0.072931 |  | 1 | 1 | 1 |  | 6.2037 | 1.0041 | 0.072931 |  | 6.2037 | 1.0041 | 0.072931 |  | 6.2037 | 1.0041 | 0.072931
HV Medium Non-Domestic |  | 9.1551 | 0.10016 | 0.030356 |  | 5.1702 | 1.3815 | 0.055388 |  | 5.1702 | 1.3815 | 0.055388 |  | 6.2037 | 1.0041 | 0.072931 |  | 6.2037 | 1.0041 | 0.072931 |  | 1 | 1 | 1 |  | 6.2037 | 1.0041 | 0.072931 |  | 6.2037 | 1.0041 | 0.072931 |  | 6.2037 | 1.0041 | 0.072931
LV Network Domestic |  | 9.1551 | 0.10016 | 0.030356 |  | 5.1702 | 1.3815 | 0.055388 |  | 5.1702 | 1.3815 | 0.055388 |  | 6.2037 | 1.0041 | 0.072931 |  | 6.2037 | 1.0041 | 0.072931 |  | 1 | 1 | 1 |  | 6.2037 | 1.0041 | 0.072931 |  | 6.2037 | 1.0041 | 0.072931 |  | 6.2037 | 1.0041 | 0.072931
LV Network Non-Domestic Non-CT |  | 14.51 | 0.15874 | 0.048111 |  | 8.1943 | 2.1896 | 0.087785 |  | 8.1943 | 2.1896 | 0.087785 |  | 9.8323 | 1.5914 | 0.11559 |  | 9.8323 | 1.5914 | 0.11559 |  | 1.5849 | 1.5849 | 1.5849 |  | 9.8323 | 1.5914 | 0.11559 |  | 9.8323 | 1.5914 | 0.11559 |  | 9.8323 | 1.5914 | 0.11559
LV HH Metered |  | 10.8824 | 0.11905 | 0.036083 |  | 6.1457 | 1.6422 | 0.065838 |  | 6.1457 | 1.6422 | 0.065838 |  | 7.3741 | 1.1936 | 0.086691 |  | 7.3741 | 1.1936 | 0.086691 |  | 1.1887 | 1.1887 | 1.1887 |  | 7.3741 | 1.1936 | 0.086691 |  | 7.3741 | 1.1936 | 0.086691 |  | 7.3741 | 1.1936 | 0.086691
LV Sub HH Metered |  | 11.155 | 0.12204 | 0.036987 |  | 6.2996 | 1.6833 | 0.067487 |  | 6.2996 | 1.6833 | 0.067487 |  | 7.5588 | 1.2235 | 0.088863 |  | 7.5588 | 1.2235 | 0.088863 |  | 1.2184 | 1.2184 | 1.2184 |  | 7.5588 | 1.2235 | 0.088863 |  | 7.5588 | 1.2235 | 0.088863 |  | 7.5588 | 1.2235 | 0.088863
HV HH Metered |  | 9.9466 | 0.10882 | 0.03298 |  | 5.6172 | 1.501 | 0.060176 |  | 5.6172 | 1.501 | 0.060176 |  | 6.74 | 1.0909 | 0.079236 |  | 6.74 | 1.0909 | 0.079236 |  | 1.0865 | 1.0865 | 1.0865 |  | 6.74 | 1.0909 | 0.079236 |  | 6.74 | 1.0909 | 0.079236 |  | 6.74 | 1.0909 | 0.079236
LV Generation Non-Intermittent |  | -9.1551 | -0.10016 | -0.030356 |  | -5.1702 | -1.3815 | -0.055388 |  | -5.1702 | -1.3815 | -0.055388 |  | -6.2037 | -1.0041 | -0.072931 |  | -6.2037 | -1.0041 | -0.072931 |  | -1 | -1 | -1 |  | -6.2037 | -1.0041 | -0.072931 |  | -6.2037 | -1.0041 | -0.072931 |  | -6.2037 | -1.0041 | -0.072931
LV Sub Generation Non-Intermittent |  | -9.1551 | -0.10016 | -0.030356 |  | -5.1702 | -1.3815 | -0.055388 |  | -5.1702 | -1.3815 | -0.055388 |  | -6.2037 | -1.0041 | -0.072931 |  | -6.2037 | -1.0041 | -0.072931 |  | -1 | -1 | -1 |  | -6.2037 | -1.0041 | -0.072931 |  | -6.2037 | -1.0041 | -0.072931 |  | -6.2037 | -1.0041 | -0.072931
HV Generation Non-Intermittent |  | -9.1551 | -0.10016 | -0.030356 |  | -5.1702 | -1.3815 | -0.055388 |  | -5.1702 | -1.3815 | -0.055388 |  | -6.2037 | -1.0041 | -0.072931 |  | -6.2037 | -1.0041 | -0.072931 |  | -1 | -1 | -1 |  | -6.2037 | -1.0041 | -0.072931 |  | -6.2037 | -1.0041 | -0.072931 |  | -6.2037 | -1.0041 | -0.072931
2415. Single rate non half hourly pseudo timeband load coefficients
Data sources:
x1 = 2414. Pseudo load coefficient by time band and network level
Copy cells = x1
| GSPs | Red | Amber | Green | 132kV | Red | Amber | Green | 132kV/EHV | Red | Amber | Green | EHV | Red | Amber | Green | EHV/HV | Red | Amber | Green | 132kV/HV | Red | Amber | Green | HV | Red | Amber | Green | HV/LV | Red | Amber | Green | LV circuits | Red | Amber | Green
Domestic Unrestricted |  | 12.8451 | 0.14053 | 0.042591 |  | 7.254 | 1.9383 | 0.077712 |  | 7.254 | 1.9383 | 0.077712 |  | 8.7041 | 1.4088 | 0.10233 |  | 8.7041 | 1.4088 | 0.10233 |  | 1.4031 | 1.4031 | 1.4031 |  | 8.7041 | 1.4088 | 0.10233 |  | 8.7041 | 1.4088 | 0.10233 |  | 8.7041 | 1.4088 | 0.10233
Small Non Domestic Unrestricted |  | 14.6327 | 0.16008 | 0.048518 |  | 8.2635 | 2.2081 | 0.088527 |  | 8.2635 | 2.2081 | 0.088527 |  | 9.9154 | 1.6049 | 0.11657 |  | 9.9154 | 1.6049 | 0.11657 |  | 1.5983 | 1.5983 | 1.5983 |  | 9.9154 | 1.6049 | 0.11657 |  | 9.9154 | 1.6049 | 0.11657 |  | 9.9154 | 1.6049 | 0.11657
2416. Single rate non half hourly units (MWh)
Data sources:
x1 = 2407. All units (MWh)
Copy cells = x1
Single rate non half hourly units (MWh)
Domestic Unrestricted | 4360322.2101
Small Non Domestic Unrestricted | 840617.2372
2417. Single rate non half hourly timeband use
Data sources:
x1 = 2403. Split of rate 1 units between distribution time bands
Copy cells = x1
| Red | Amber | Green
Domestic Unrestricted | 14.95% | 34.97% | 50.07%
Small Non Domestic Unrestricted | 12.13% | 48.22% | 39.65%
2418. Single rate non half hourly tariff pseudo load coefficient
Data sources:
x1 = 2415. Single rate non half hourly pseudo timeband load coefficients
x2 = 2417. Single rate non half hourly timeband use
Sum-product calculation =SUMPRODUCT(x1, x2)
| GSPs | 132kV | 132kV/EHV | EHV | EHV/HV | 132kV/HV | HV | HV/LV | LV circuits
Domestic Unrestricted | 1.991 | 1.8014 | 1.8014 | 1.8454 | 1.8454 | 1.4031 | 1.8454 | 1.8454 | 1.8454
Small Non Domestic Unrestricted | 1.8717 | 2.1023 | 2.1023 | 2.023 | 2.023 | 1.5983 | 2.023 | 2.023 | 2.023
2419. Multi rate non half hourly units (MWh)
Data sources:
x1 = 2407. All units (MWh)
Copy cells = x1
Multi rate non half hourly units (MWh)
Domestic Two Rate | 465993.6948
Small Non Domestic Two Rate | 364114.6192
2420. Multi rate non half hourly pseudo timeband load coefficients
Data sources:
x1 = 2414. Pseudo load coefficient by time band and network level
Copy cells = x1
| GSPs | Red | Amber | Green | 132kV | Red | Amber | Green | 132kV/EHV | Red | Amber | Green | EHV | Red | Amber | Green | EHV/HV | Red | Amber | Green | 132kV/HV | Red | Amber | Green | HV | Red | Amber | Green | HV/LV | Red | Amber | Green | LV circuits | Red | Amber | Green
Domestic Two Rate |  | 13.3202 | 0.14572 | 0.044166 |  | 7.5224 | 2.01 | 0.080587 |  | 7.5224 | 2.01 | 0.080587 |  | 9.026 | 1.4609 | 0.10611 |  | 9.026 | 1.4609 | 0.10611 |  | 1.455 | 1.455 | 1.455 |  | 9.026 | 1.4609 | 0.10611 |  | 9.026 | 1.4609 | 0.10611 |  | 9.026 | 1.4609 | 0.10611
Small Non Domestic Two Rate |  | 13.7815 | 0.15077 | 0.045696 |  | 7.7829 | 2.0796 | 0.083377 |  | 7.7829 | 2.0796 | 0.083377 |  | 9.3386 | 1.5115 | 0.10979 |  | 9.3386 | 1.5115 | 0.10979 |  | 1.5053 | 1.5053 | 1.5053 |  | 9.3386 | 1.5115 | 0.10979 |  | 9.3386 | 1.5115 | 0.10979 |  | 9.3386 | 1.5115 | 0.10979
2421. Multi rate non half hourly timeband use
Data sources:
x1 = 2409. Use of distribution time bands by units in demand forecast for two-rate tariffs (in Calculation of implied load coefficients for two-rate users)
Copy cells = x1
| Red | Amber | Green
Domestic Two Rate | 8.835% | 20.52% | 70.64%
Small Non Domestic Two Rate | 10.29% | 36% | 53.71%
2422. Multi rate non half hourly tariff pseudo load coefficient
Data sources:
x1 = 2420. Multi rate non half hourly pseudo timeband load coefficients
x2 = 2421. Multi rate non half hourly timeband use
Sum-product calculation =SUMPRODUCT(x1, x2)
| GSPs | 132kV | 132kV/EHV | EHV | EHV/HV | 132kV/HV | HV | HV/LV | LV circuits
Domestic Two Rate | 1.2379 | 1.134 | 1.134 | 1.1722 | 1.1722 | 1.455 | 1.1722 | 1.1722 | 1.1722
Small Non Domestic Two Rate | 1.4976 | 1.5946 | 1.5946 | 1.5645 | 1.5645 | 1.5053 | 1.5645 | 1.5645 | 1.5645
2423. Off-peak non half hourly units (MWh)
Data sources:
x1 = 2407. All units (MWh)
Copy cells = x1
Off-peak non half hourly units (MWh)
Domestic Off Peak (related MPAN) | 83834.5566
Small Non Domestic Off Peak (related MPAN) | 7773.5044
2424. Off-peak non half hourly pseudo timeband load coefficients
Data sources:
x1 = 2414. Pseudo load coefficient by time band and network level
Copy cells = x1
| GSPs | Red | Amber | Green | 132kV | Red | Amber | Green | 132kV/EHV | Red | Amber | Green | EHV | Red | Amber | Green | EHV/HV | Red | Amber | Green | 132kV/HV | Red | Amber | Green | HV | Red | Amber | Green | HV/LV | Red | Amber | Green | LV circuits | Red | Amber | Green
Domestic Off Peak (related MPAN) |  | 9.1551 | 0.10016 | 0.030356 |  | 5.1702 | 1.3815 | 0.055388 |  | 5.1702 | 1.3815 | 0.055388 |  | 6.2037 | 1.0041 | 0.072931 |  | 6.2037 | 1.0041 | 0.072931 |  | 1 | 1 | 1 |  | 6.2037 | 1.0041 | 0.072931 |  | 6.2037 | 1.0041 | 0.072931 |  | 6.2037 | 1.0041 | 0.072931
Small Non Domestic Off Peak (related MPAN) |  | 9.1551 | 0.10016 | 0.030356 |  | 5.1702 | 1.3815 | 0.055388 |  | 5.1702 | 1.3815 | 0.055388 |  | 6.2037 | 1.0041 | 0.072931 |  | 6.2037 | 1.0041 | 0.072931 |  | 1 | 1 | 1 |  | 6.2037 | 1.0041 | 0.072931 |  | 6.2037 | 1.0041 | 0.072931 |  | 6.2037 | 1.0041 | 0.072931
2425. Off-peak non half hourly timeband use
Data sources:
x1 = 2403. Split of rate 1 units between distribution time bands
Copy cells = x1
| Red | Amber | Green
Domestic Off Peak (related MPAN) | 1.411% | 15.12% | 83.47%
Small Non Domestic Off Peak (related MPAN) | 2.524% | 10.08% | 87.4%
2426. Off-peak non half hourly tariff pseudo load coefficient
Data sources:
x1 = 2424. Off-peak non half hourly pseudo timeband load coefficients
x2 = 2425. Off-peak non half hourly timeband use
Sum-product calculation =SUMPRODUCT(x1, x2)
| GSPs | 132kV | 132kV/EHV | EHV | EHV/HV | 132kV/HV | HV | HV/LV | LV circuits
Domestic Off Peak (related MPAN) | 0.16966 | 0.32803 | 0.32803 | 0.30021 | 0.30021 | 1 | 0.30021 | 0.30021 | 0.30021
Small Non Domestic Off Peak (related MPAN) | 0.2677 | 0.31813 | 0.31813 | 0.32152 | 0.32152 | 1 | 0.32152 | 0.32152 | 0.32152
2427. Aggregated half hourly units (MWh)
Data sources:
x1 = 2407. All units (MWh)
Copy cells = x1
Aggregated half hourly units (MWh)
LV Network Domestic | 0
LV Network Non-Domestic Non-CT | 647035.3131
2428. Aggregated half hourly pseudo timeband load coefficients
Data sources:
x1 = 2414. Pseudo load coefficient by time band and network level
Copy cells = x1
| GSPs | Red | Amber | Green | 132kV | Red | Amber | Green | 132kV/EHV | Red | Amber | Green | EHV | Red | Amber | Green | EHV/HV | Red | Amber | Green | 132kV/HV | Red | Amber | Green | HV | Red | Amber | Green | HV/LV | Red | Amber | Green | LV circuits | Red | Amber | Green
LV Network Domestic |  | 9.1551 | 0.10016 | 0.030356 |  | 5.1702 | 1.3815 | 0.055388 |  | 5.1702 | 1.3815 | 0.055388 |  | 6.2037 | 1.0041 | 0.072931 |  | 6.2037 | 1.0041 | 0.072931 |  | 1 | 1 | 1 |  | 6.2037 | 1.0041 | 0.072931 |  | 6.2037 | 1.0041 | 0.072931 |  | 6.2037 | 1.0041 | 0.072931
LV Network Non-Domestic Non-CT |  | 14.51 | 0.15874 | 0.048111 |  | 8.1943 | 2.1896 | 0.087785 |  | 8.1943 | 2.1896 | 0.087785 |  | 9.8323 | 1.5914 | 0.11559 |  | 9.8323 | 1.5914 | 0.11559 |  | 1.5849 | 1.5849 | 1.5849 |  | 9.8323 | 1.5914 | 0.11559 |  | 9.8323 | 1.5914 | 0.11559 |  | 9.8323 | 1.5914 | 0.11559
2429. Aggregated half hourly timeband use
Data sources:
x1 = 2410. Use of distribution time bands by units in demand forecast for three-rate tariffs (in Calculation of implied load coefficients for three-rate users)
Copy cells = x1
| Red | Amber | Green
LV Network Domestic | 0% | 0% | 0%
LV Network Non-Domestic Non-CT | 12.23% | 41.4% | 46.36%
2430. Aggregated half hourly tariff pseudo load coefficient
Data sources:
x1 = 2428. Aggregated half hourly pseudo timeband load coefficients
x2 = 2429. Aggregated half hourly timeband use
Sum-product calculation =SUMPRODUCT(x1, x2)
| GSPs | 132kV | 132kV/EHV | EHV | EHV/HV | 132kV/HV | HV | HV/LV | LV circuits
LV Network Domestic | 0 | 0 | 0 | 0 | 0 | 0 | 0 | 0 | 0
LV Network Non-Domestic Non-CT | 1.8633 | 1.9498 | 1.9498 | 1.9155 | 1.9155 | 1.5849 | 1.9155 | 1.9155 | 1.9155
2431. Average non half hourly tariff pseudo load coefficient
Data sources:
x1 = 2416. Single rate non half hourly units (MWh)
x2 = 2418. Single rate non half hourly tariff pseudo load coefficient
x3 = 2419. Multi rate non half hourly units (MWh)
x4 = 2422. Multi rate non half hourly tariff pseudo load coefficient
x5 = 2423. Off-peak non half hourly units (MWh)
x6 = 2426. Off-peak non half hourly tariff pseudo load coefficient
Calculation =(x1*x2+x3*x4+x5*x6)/(x1+x3+x5)
| GSPs | 132kV | 132kV/EHV | EHV | EHV/HV | 132kV/HV | HV | HV/LV | LV circuits
Domestic equalisation group | 1.8884 | 1.7129 | 1.7129 | 1.7551 | 1.7551 | 1.4011 | 1.7551 | 1.7551 | 1.7551
Non-domestic equalisation group | 1.7491 | 1.9384 | 1.9384 | 1.8744 | 1.8744 | 1.5666 | 1.8744 | 1.8744 | 1.8744
2432. Average non half hourly timeband use
Data sources:
x1 = 2416. Single rate non half hourly units (MWh)
x2 = 2417. Single rate non half hourly timeband use
x3 = 2419. Multi rate non half hourly units (MWh)
x4 = 2421. Multi rate non half hourly timeband use
x5 = 2423. Off-peak non half hourly units (MWh)
x6 = 2425. Off-peak non half hourly timeband use
Calculation =(x1*x2+x3*x4+x5*x6)/(x1+x3+x5)
| Red | Amber | Green
LV Network Domestic | 14.14% | 33.26% | 52.6%
LV Network Non-Domestic Non-CT | 11.52% | 44.3% | 44.18%
2433. Aggregated half hourly tariff pseudo load coefficient using average non half hourly unit mix
Data sources:
x1 = 2428. Aggregated half hourly pseudo timeband load coefficients
x2 = 2432. Average non half hourly timeband use
Sum-product calculation =SUMPRODUCT(x1, x2)
| GSPs | 132kV | 132kV/EHV | EHV | EHV/HV | 132kV/HV | HV | HV/LV | LV circuits
LV Network Domestic | 1.3438 | 1.2197 | 1.2197 | 1.2496 | 1.2496 | 1 | 1.2496 | 1.2496 | 1.2496
LV Network Non-Domestic Non-CT | 1.763 | 1.9527 | 1.9527 | 1.8887 | 1.8887 | 1.5849 | 1.8887 | 1.8887 | 1.8887
2434. Relative correction factor for aggregated half hourly tariff
Data sources:
x1 = 2431. Average non half hourly tariff pseudo load coefficient
x2 = 2433. Aggregated half hourly tariff pseudo load coefficient using average non half hourly unit mix
Calculation =x1/x2
| GSPs | 132kV | 132kV/EHV | EHV | EHV/HV | 132kV/HV | HV | HV/LV | LV circuits
Domestic equalisation group | 1.4053 | 1.4043 | 1.4043 | 1.4046 | 1.4046 | 1.4011 | 1.4046 | 1.4046 | 1.4046
Non-domestic equalisation group | 0.99211 | 0.99268 | 0.99268 | 0.99244 | 0.99244 | 0.98842 | 0.99244 | 0.99244 | 0.99244
2435. Correction factor for non half hourly tariffs
Data sources:
x1 = 2416. Single rate non half hourly units (MWh)
x2 = 2418. Single rate non half hourly tariff pseudo load coefficient
x3 = 2419. Multi rate non half hourly units (MWh)
x4 = 2422. Multi rate non half hourly tariff pseudo load coefficient
x5 = 2423. Off-peak non half hourly units (MWh)
x6 = 2426. Off-peak non half hourly tariff pseudo load coefficient
x7 = 2427. Aggregated half hourly units (MWh)
x8 = 2430. Aggregated half hourly tariff pseudo load coefficient
x9 = 2434. Relative correction factor for aggregated half hourly tariff
Calculation =(x1*x2+x3*x4+x5*x6+x7*x8)/(x1*x2+x3*x4+x5*x6+x7*x8*x9)
| GSPs | 132kV | 132kV/EHV | EHV | EHV/HV | 132kV/HV | HV | HV/LV | LV circuits
Domestic equalisation group | 1 | 1 | 1 | 1 | 1 | 1 | 1 | 1 | 1
Non-domestic equalisation group | 1.0029 | 1.0026 | 1.0026 | 1.0027 | 1.0027 | 1.0041 | 1.0027 | 1.0027 | 1.0027
2436. Single rate non half hourly corrected pseudo timeband load coefficient
Data sources:
x1 = 2415. Single rate non half hourly pseudo timeband load coefficients
x2 = 2435. Correction factor for non half hourly tariffs
Calculation =x1*x2
| GSPs | Red | Amber | Green | 132kV | Red | Amber | Green | 132kV/EHV | Red | Amber | Green | EHV | Red | Amber | Green | EHV/HV | Red | Amber | Green | 132kV/HV | Red | Amber | Green | HV | Red | Amber | Green | HV/LV | Red | Amber | Green | LV circuits | Red | Amber | Green
Domestic Unrestricted |  | 12.8451 | 0.14053 | 0.042591 |  | 7.254 | 1.9383 | 0.077712 |  | 7.254 | 1.9383 | 0.077712 |  | 8.7041 | 1.4088 | 0.10233 |  | 8.7041 | 1.4088 | 0.10233 |  | 1.4031 | 1.4031 | 1.4031 |  | 8.7041 | 1.4088 | 0.10233 |  | 8.7041 | 1.4088 | 0.10233 |  | 8.7041 | 1.4088 | 0.10233
Small Non Domestic Unrestricted |  | 14.6746 | 0.16054 | 0.048657 |  | 8.2847 | 2.2137 | 0.088754 |  | 8.2847 | 2.2137 | 0.088754 |  | 9.9419 | 1.6092 | 0.11688 |  | 9.9419 | 1.6092 | 0.11688 |  | 1.6048 | 1.6048 | 1.6048 |  | 9.9419 | 1.6092 | 0.11688 |  | 9.9419 | 1.6092 | 0.11688 |  | 9.9419 | 1.6092 | 0.11688
2437. Multi rate non half hourly corrected pseudo timeband load coefficient
Data sources:
x1 = 2420. Multi rate non half hourly pseudo timeband load coefficients
x2 = 2435. Correction factor for non half hourly tariffs
Calculation =x1*x2
| GSPs | Red | Amber | Green | 132kV | Red | Amber | Green | 132kV/EHV | Red | Amber | Green | EHV | Red | Amber | Green | EHV/HV | Red | Amber | Green | 132kV/HV | Red | Amber | Green | HV | Red | Amber | Green | HV/LV | Red | Amber | Green | LV circuits | Red | Amber | Green
Domestic Two Rate |  | 13.3202 | 0.14572 | 0.044166 |  | 7.5224 | 2.01 | 0.080587 |  | 7.5224 | 2.01 | 0.080587 |  | 9.026 | 1.4609 | 0.10611 |  | 9.026 | 1.4609 | 0.10611 |  | 1.455 | 1.455 | 1.455 |  | 9.026 | 1.4609 | 0.10611 |  | 9.026 | 1.4609 | 0.10611 |  | 9.026 | 1.4609 | 0.10611
Small Non Domestic Two Rate |  | 13.821 | 0.1512 | 0.045826 |  | 7.8028 | 2.085 | 0.083591 |  | 7.8028 | 2.085 | 0.083591 |  | 9.3636 | 1.5156 | 0.11008 |  | 9.3636 | 1.5156 | 0.11008 |  | 1.5115 | 1.5115 | 1.5115 |  | 9.3636 | 1.5156 | 0.11008 |  | 9.3636 | 1.5156 | 0.11008 |  | 9.3636 | 1.5156 | 0.11008
2438. Off-peak non half hourly corrected pseudo timeband load coefficient
Data sources:
x1 = 2424. Off-peak non half hourly pseudo timeband load coefficients
x2 = 2435. Correction factor for non half hourly tariffs
Calculation =x1*x2
| GSPs | Red | Amber | Green | 132kV | Red | Amber | Green | 132kV/EHV | Red | Amber | Green | EHV | Red | Amber | Green | EHV/HV | Red | Amber | Green | 132kV/HV | Red | Amber | Green | HV | Red | Amber | Green | HV/LV | Red | Amber | Green | LV circuits | Red | Amber | Green
Domestic Off Peak (related MPAN) |  | 9.1551 | 0.10016 | 0.030356 |  | 5.1702 | 1.3815 | 0.055388 |  | 5.1702 | 1.3815 | 0.055388 |  | 6.2037 | 1.0041 | 0.072931 |  | 6.2037 | 1.0041 | 0.072931 |  | 1 | 1 | 1 |  | 6.2037 | 1.0041 | 0.072931 |  | 6.2037 | 1.0041 | 0.072931 |  | 6.2037 | 1.0041 | 0.072931
Small Non Domestic Off Peak (related MPAN) |  | 9.1814 | 0.10044 | 0.030443 |  | 5.1834 | 1.3851 | 0.05553 |  | 5.1834 | 1.3851 | 0.05553 |  | 6.2203 | 1.0068 | 0.073126 |  | 6.2203 | 1.0068 | 0.073126 |  | 1.0041 | 1.0041 | 1.0041 |  | 6.2203 | 1.0068 | 0.073126 |  | 6.2203 | 1.0068 | 0.073126 |  | 6.2203 | 1.0068 | 0.073126
2439. Aggregated half hourly corrected pseudo timeband load coefficient
Data sources:
x1 = 2428. Aggregated half hourly pseudo timeband load coefficients
x2 = 2435. Correction factor for non half hourly tariffs
x3 = 2434. Relative correction factor for aggregated half hourly tariff
Calculation =x1*x2*x3
| GSPs | Red | Amber | Green | 132kV | Red | Amber | Green | 132kV/EHV | Red | Amber | Green | EHV | Red | Amber | Green | EHV/HV | Red | Amber | Green | 132kV/HV | Red | Amber | Green | HV | Red | Amber | Green | HV/LV | Red | Amber | Green | LV circuits | Red | Amber | Green
LV Network Domestic |  | 12.8657 | 0.14075 | 0.042659 |  | 7.2607 | 1.9401 | 0.077784 |  | 7.2607 | 1.9401 | 0.077784 |  | 8.7135 | 1.4104 | 0.10244 |  | 8.7135 | 1.4104 | 0.10244 |  | 1.4011 | 1.4011 | 1.4011 |  | 8.7135 | 1.4104 | 0.10244 |  | 8.7135 | 1.4104 | 0.10244 |  | 8.7135 | 1.4104 | 0.10244
LV Network Non-Domestic Non-CT |  | 14.4369 | 0.15794 | 0.047868 |  | 8.1552 | 2.1791 | 0.087366 |  | 8.1552 | 2.1791 | 0.087366 |  | 9.784 | 1.5836 | 0.11502 |  | 9.784 | 1.5836 | 0.11502 |  | 1.5729 | 1.5729 | 1.5729 |  | 9.784 | 1.5836 | 0.11502 |  | 9.784 | 1.5836 | 0.11502 |  | 9.784 | 1.5836 | 0.11502
2440. Pseudo load coefficient by time band and network level (equalised)
Data sources:
x1 = 2436. Single rate non half hourly corrected pseudo timeband load coefficient
x2 = 2437. Multi rate non half hourly corrected pseudo timeband load coefficient
x3 = 2438. Off-peak non half hourly corrected pseudo timeband load coefficient
x4 = 2439. Aggregated half hourly corrected pseudo timeband load coefficient
x5 = 2414. Pseudo load coefficient by time band and network level
Combine tables = x1 or x2 or x3 or x4 or x5
| GSPs | Red | Amber | Green | 132kV | Red | Amber | Green | 132kV/EHV | Red | Amber | Green | EHV | Red | Amber | Green | EHV/HV | Red | Amber | Green | 132kV/HV | Red | Amber | Green | HV | Red | Amber | Green | HV/LV | Red | Amber | Green | LV circuits | Red | Amber | Green
Domestic Unrestricted |  | 12.8451 | 0.14053 | 0.042591 |  | 7.254 | 1.9383 | 0.077712 |  | 7.254 | 1.9383 | 0.077712 |  | 8.7041 | 1.4088 | 0.10233 |  | 8.7041 | 1.4088 | 0.10233 |  | 1.4031 | 1.4031 | 1.4031 |  | 8.7041 | 1.4088 | 0.10233 |  | 8.7041 | 1.4088 | 0.10233 |  | 8.7041 | 1.4088 | 0.10233
Domestic Two Rate |  | 13.3202 | 0.14572 | 0.044166 |  | 7.5224 | 2.01 | 0.080587 |  | 7.5224 | 2.01 | 0.080587 |  | 9.026 | 1.4609 | 0.10611 |  | 9.026 | 1.4609 | 0.10611 |  | 1.455 | 1.455 | 1.455 |  | 9.026 | 1.4609 | 0.10611 |  | 9.026 | 1.4609 | 0.10611 |  | 9.026 | 1.4609 | 0.10611
Domestic Off Peak (related MPAN) |  | 9.1551 | 0.10016 | 0.030356 |  | 5.1702 | 1.3815 | 0.055388 |  | 5.1702 | 1.3815 | 0.055388 |  | 6.2037 | 1.0041 | 0.072931 |  | 6.2037 | 1.0041 | 0.072931 |  | 1 | 1 | 1 |  | 6.2037 | 1.0041 | 0.072931 |  | 6.2037 | 1.0041 | 0.072931 |  | 6.2037 | 1.0041 | 0.072931
Small Non Domestic Unrestricted |  | 14.6746 | 0.16054 | 0.048657 |  | 8.2847 | 2.2137 | 0.088754 |  | 8.2847 | 2.2137 | 0.088754 |  | 9.9419 | 1.6092 | 0.11688 |  | 9.9419 | 1.6092 | 0.11688 |  | 1.6048 | 1.6048 | 1.6048 |  | 9.9419 | 1.6092 | 0.11688 |  | 9.9419 | 1.6092 | 0.11688 |  | 9.9419 | 1.6092 | 0.11688
Small Non Domestic Two Rate |  | 13.821 | 0.1512 | 0.045826 |  | 7.8028 | 2.085 | 0.083591 |  | 7.8028 | 2.085 | 0.083591 |  | 9.3636 | 1.5156 | 0.11008 |  | 9.3636 | 1.5156 | 0.11008 |  | 1.5115 | 1.5115 | 1.5115 |  | 9.3636 | 1.5156 | 0.11008 |  | 9.3636 | 1.5156 | 0.11008 |  | 9.3636 | 1.5156 | 0.11008
Small Non Domestic Off Peak (related MPAN) |  | 9.1814 | 0.10044 | 0.030443 |  | 5.1834 | 1.3851 | 0.05553 |  | 5.1834 | 1.3851 | 0.05553 |  | 6.2203 | 1.0068 | 0.073126 |  | 6.2203 | 1.0068 | 0.073126 |  | 1.0041 | 1.0041 | 1.0041 |  | 6.2203 | 1.0068 | 0.073126 |  | 6.2203 | 1.0068 | 0.073126 |  | 6.2203 | 1.0068 | 0.073126
LV Medium Non-Domestic |  | 13.1127 | 0.14345 | 0.043478 |  | 7.4051 | 1.9787 | 0.079331 |  | 7.4051 | 1.9787 | 0.079331 |  | 8.8854 | 1.4382 | 0.10446 |  | 8.8854 | 1.4382 | 0.10446 |  | 1.4323 | 1.4323 | 1.4323 |  | 8.8854 | 1.4382 | 0.10446 |  | 8.8854 | 1.4382 | 0.10446 |  | 8.8854 | 1.4382 | 0.10446
LV Sub Medium Non-Domestic |  | 9.1551 | 0.10016 | 0.030356 |  | 5.1702 | 1.3815 | 0.055388 |  | 5.1702 | 1.3815 | 0.055388 |  | 6.2037 | 1.0041 | 0.072931 |  | 6.2037 | 1.0041 | 0.072931 |  | 1 | 1 | 1 |  | 6.2037 | 1.0041 | 0.072931 |  | 6.2037 | 1.0041 | 0.072931 |  | 6.2037 | 1.0041 | 0.072931
HV Medium Non-Domestic |  | 9.1551 | 0.10016 | 0.030356 |  | 5.1702 | 1.3815 | 0.055388 |  | 5.1702 | 1.3815 | 0.055388 |  | 6.2037 | 1.0041 | 0.072931 |  | 6.2037 | 1.0041 | 0.072931 |  | 1 | 1 | 1 |  | 6.2037 | 1.0041 | 0.072931 |  | 6.2037 | 1.0041 | 0.072931 |  | 6.2037 | 1.0041 | 0.072931
LV Network Domestic |  | 12.8657 | 0.14075 | 0.042659 |  | 7.2607 | 1.9401 | 0.077784 |  | 7.2607 | 1.9401 | 0.077784 |  | 8.7135 | 1.4104 | 0.10244 |  | 8.7135 | 1.4104 | 0.10244 |  | 1.4011 | 1.4011 | 1.4011 |  | 8.7135 | 1.4104 | 0.10244 |  | 8.7135 | 1.4104 | 0.10244 |  | 8.7135 | 1.4104 | 0.10244
LV Network Non-Domestic Non-CT |  | 14.4369 | 0.15794 | 0.047868 |  | 8.1552 | 2.1791 | 0.087366 |  | 8.1552 | 2.1791 | 0.087366 |  | 9.784 | 1.5836 | 0.11502 |  | 9.784 | 1.5836 | 0.11502 |  | 1.5729 | 1.5729 | 1.5729 |  | 9.784 | 1.5836 | 0.11502 |  | 9.784 | 1.5836 | 0.11502 |  | 9.784 | 1.5836 | 0.11502
LV HH Metered |  | 10.8824 | 0.11905 | 0.036083 |  | 6.1457 | 1.6422 | 0.065838 |  | 6.1457 | 1.6422 | 0.065838 |  | 7.3741 | 1.1936 | 0.086691 |  | 7.3741 | 1.1936 | 0.086691 |  | 1.1887 | 1.1887 | 1.1887 |  | 7.3741 | 1.1936 | 0.086691 |  | 7.3741 | 1.1936 | 0.086691 |  | 7.3741 | 1.1936 | 0.086691
LV Sub HH Metered |  | 11.155 | 0.12204 | 0.036987 |  | 6.2996 | 1.6833 | 0.067487 |  | 6.2996 | 1.6833 | 0.067487 |  | 7.5588 | 1.2235 | 0.088863 |  | 7.5588 | 1.2235 | 0.088863 |  | 1.2184 | 1.2184 | 1.2184 |  | 7.5588 | 1.2235 | 0.088863 |  | 7.5588 | 1.2235 | 0.088863 |  | 7.5588 | 1.2235 | 0.088863
HV HH Metered |  | 9.9466 | 0.10882 | 0.03298 |  | 5.6172 | 1.501 | 0.060176 |  | 5.6172 | 1.501 | 0.060176 |  | 6.74 | 1.0909 | 0.079236 |  | 6.74 | 1.0909 | 0.079236 |  | 1.0865 | 1.0865 | 1.0865 |  | 6.74 | 1.0909 | 0.079236 |  | 6.74 | 1.0909 | 0.079236 |  | 6.74 | 1.0909 | 0.079236
LV Generation Non-Intermittent |  | -9.1551 | -0.10016 | -0.030356 |  | -5.1702 | -1.3815 | -0.055388 |  | -5.1702 | -1.3815 | -0.055388 |  | -6.2037 | -1.0041 | -0.072931 |  | -6.2037 | -1.0041 | -0.072931 |  | -1 | -1 | -1 |  | -6.2037 | -1.0041 | -0.072931 |  | -6.2037 | -1.0041 | -0.072931 |  | -6.2037 | -1.0041 | -0.072931
LV Sub Generation Non-Intermittent |  | -9.1551 | -0.10016 | -0.030356 |  | -5.1702 | -1.3815 | -0.055388 |  | -5.1702 | -1.3815 | -0.055388 |  | -6.2037 | -1.0041 | -0.072931 |  | -6.2037 | -1.0041 | -0.072931 |  | -1 | -1 | -1 |  | -6.2037 | -1.0041 | -0.072931 |  | -6.2037 | -1.0041 | -0.072931 |  | -6.2037 | -1.0041 | -0.072931
HV Generation Non-Intermittent |  | -9.1551 | -0.10016 | -0.030356 |  | -5.1702 | -1.3815 | -0.055388 |  | -5.1702 | -1.3815 | -0.055388 |  | -6.2037 | -1.0041 | -0.072931 |  | -6.2037 | -1.0041 | -0.072931 |  | -1 | -1 | -1 |  | -6.2037 | -1.0041 | -0.072931 |  | -6.2037 | -1.0041 | -0.072931 |  | -6.2037 | -1.0041 | -0.072931
2441. Unit rate 1 pseudo load coefficient by network level
Data sources:
x1 = 2440. Pseudo load coefficient by time band and network level (equalised)
x2 = 2403. Split of rate 1 units between distribution time bands
Sum-product calculation =SUMPRODUCT(x1, x2)
| GSPs | 132kV | 132kV/EHV | EHV | EHV/HV | 132kV/HV | HV | HV/LV | LV circuits
Domestic Unrestricted | 1.991 | 1.8014 | 1.8014 | 1.8454 | 1.8454 | 1.4031 | 1.8454 | 1.8454 | 1.8454
Domestic Two Rate | 2.4755 | 2.2178 | 2.2178 | 2.2717 | 2.2717 | 1.455 | 2.2717 | 2.2717 | 2.2717
Domestic Off Peak (related MPAN) | 0.16966 | 0.32803 | 0.32803 | 0.30021 | 0.30021 | 1 | 0.30021 | 0.30021 | 0.30021
Small Non Domestic Unrestricted | 1.8771 | 2.1077 | 2.1077 | 2.0284 | 2.0284 | 1.6048 | 2.0284 | 2.0284 | 2.0284
Small Non Domestic Two Rate | 2.3474 | 2.4618 | 2.4618 | 2.4041 | 2.4041 | 1.5115 | 2.4041 | 2.4041 | 2.4041
Small Non Domestic Off Peak (related MPAN) | 0.26847 | 0.31895 | 0.31895 | 0.32238 | 0.32238 | 1.0041 | 0.32238 | 0.32238 | 0.32238
LV Medium Non-Domestic | 1.8772 | 1.961 | 1.961 | 1.9231 | 1.9231 | 1.4323 | 1.9231 | 1.9231 | 1.9231
LV Sub Medium Non-Domestic | 1.3918 | 1.4305 | 1.4305 | 1.4082 | 1.4082 | 1 | 1.4082 | 1.4082 | 1.4082
HV Medium Non-Domestic | 1.4043 | 1.4283 | 1.4283 | 1.4102 | 1.4102 | 1 | 1.4102 | 1.4102 | 1.4102
LV Network Domestic | 12.8657 | 7.2607 | 7.2607 | 8.7135 | 8.7135 | 1.4011 | 8.7135 | 8.7135 | 8.7135
LV Network Non-Domestic Non-CT | 14.4369 | 8.1552 | 8.1552 | 9.784 | 9.784 | 1.5729 | 9.784 | 9.784 | 9.784
LV HH Metered | 10.8824 | 6.1457 | 6.1457 | 7.3741 | 7.3741 | 1.1887 | 7.3741 | 7.3741 | 7.3741
LV Sub HH Metered | 11.155 | 6.2996 | 6.2996 | 7.5588 | 7.5588 | 1.2184 | 7.5588 | 7.5588 | 7.5588
HV HH Metered | 9.9466 | 5.6172 | 5.6172 | 6.74 | 6.74 | 1.0865 | 6.74 | 6.74 | 6.74
LV Generation Non-Intermittent | -9.1551 | -5.1702 | -5.1702 | -6.2037 | -6.2037 | -1 | -6.2037 | -6.2037 | -6.2037
LV Sub Generation Non-Intermittent | -9.1551 | -5.1702 | -5.1702 | -6.2037 | -6.2037 | -1 | -6.2037 | -6.2037 | -6.2037
HV Generation Non-Intermittent | -9.1551 | -5.1702 | -5.1702 | -6.2037 | -6.2037 | -1 | -6.2037 | -6.2037 | -6.2037
2442. Unit rate 2 pseudo load coefficient by network level
Data sources:
x1 = 2440. Pseudo load coefficient by time band and network level (equalised)
x2 = 2405. Split of rate 2 units between distribution time bands
Sum-product calculation =SUMPRODUCT(x1, x2)
| GSPs | 132kV | 132kV/EHV | EHV | EHV/HV | 132kV/HV | HV | HV/LV | LV circuits
Domestic Two Rate | 0.050249 | 0.093955 | 0.093955 | 0.11704 | 0.11704 | 1.455 | 0.11704 | 0.11704 | 0.11704
Small Non Domestic Two Rate | 0.10586 | 0.17376 | 0.17376 | 0.18925 | 0.18925 | 1.5115 | 0.18925 | 0.18925 | 0.18925
LV Medium Non-Domestic | 0.044329 | 0.095496 | 0.095496 | 0.11581 | 0.11581 | 1.4323 | 0.11581 | 0.11581 | 0.11581
LV Sub Medium Non-Domestic | 0.033625 | 0.11751 | 0.11751 | 0.11655 | 0.11655 | 1 | 0.11655 | 0.11655 | 0.11655
HV Medium Non-Domestic | 0.033535 | 0.11579 | 0.11579 | 0.11535 | 0.11535 | 1 | 0.11535 | 0.11535 | 0.11535
LV Network Domestic | 0.14075 | 1.9401 | 1.9401 | 1.4104 | 1.4104 | 1.4011 | 1.4104 | 1.4104 | 1.4104
LV Network Non-Domestic Non-CT | 0.15794 | 2.1791 | 2.1791 | 1.5836 | 1.5836 | 1.5729 | 1.5836 | 1.5836 | 1.5836
LV HH Metered | 0.11905 | 1.6422 | 1.6422 | 1.1936 | 1.1936 | 1.1887 | 1.1936 | 1.1936 | 1.1936
LV Sub HH Metered | 0.12204 | 1.6833 | 1.6833 | 1.2235 | 1.2235 | 1.2184 | 1.2235 | 1.2235 | 1.2235
HV HH Metered | 0.10882 | 1.501 | 1.501 | 1.0909 | 1.0909 | 1.0865 | 1.0909 | 1.0909 | 1.0909
LV Generation Non-Intermittent | -0.10016 | -1.3815 | -1.3815 | -1.0041 | -1.0041 | -1 | -1.0041 | -1.0041 | -1.0041
LV Sub Generation Non-Intermittent | -0.10016 | -1.3815 | -1.3815 | -1.0041 | -1.0041 | -1 | -1.0041 | -1.0041 | -1.0041
HV Generation Non-Intermittent | -0.10016 | -1.3815 | -1.3815 | -1.0041 | -1.0041 | -1 | -1.0041 | -1.0041 | -1.0041
2443. Unit rate 3 pseudo load coefficient by network level
Data sources:
x1 = 2440. Pseudo load coefficient by time band and network level (equalised)
x2 = 2406. Split of rate 3 units between distribution time bands (default)
Sum-product calculation =SUMPRODUCT(x1, x2)
| GSPs | 132kV | 132kV/EHV | EHV | EHV/HV | 132kV/HV | HV | HV/LV | LV circuits
LV Network Domestic | 0.042659 | 0.077784 | 0.077784 | 0.10244 | 0.10244 | 1.4011 | 0.10244 | 0.10244 | 0.10244
LV Network Non-Domestic Non-CT | 0.047868 | 0.087366 | 0.087366 | 0.11502 | 0.11502 | 1.5729 | 0.11502 | 0.11502 | 0.11502
LV HH Metered | 0.036083 | 0.065838 | 0.065838 | 0.086691 | 0.086691 | 1.1887 | 0.086691 | 0.086691 | 0.086691
LV Sub HH Metered | 0.036987 | 0.067487 | 0.067487 | 0.088863 | 0.088863 | 1.2184 | 0.088863 | 0.088863 | 0.088863
HV HH Metered | 0.03298 | 0.060176 | 0.060176 | 0.079236 | 0.079236 | 1.0865 | 0.079236 | 0.079236 | 0.079236
LV Generation Non-Intermittent | -0.030356 | -0.055388 | -0.055388 | -0.072931 | -0.072931 | -1 | -0.072931 | -0.072931 | -0.072931
LV Sub Generation Non-Intermittent | -0.030356 | -0.055388 | -0.055388 | -0.072931 | -0.072931 | -1 | -0.072931 | -0.072931 | -0.072931
HV Generation Non-Intermittent | -0.030356 | -0.055388 | -0.055388 | -0.072931 | -0.072931 | -1 | -0.072931 | -0.072931 | -0.072931
2444. Adjust annual hours by special distribution time band to match days in year
Data sources:
x1 = 1066. Typical annual hours by special distribution time band
x2 = 1010. Days in the charging year (in Financial and general assumptions)
x3 = Total hours in the year according to special time band hours input data (in Adjust annual hours by special distribution time band to match days in year)
Kind: | Cell summation | Calculation
Formula: | =SUM(x1) | =x1*24*x2/x3
Annual hours by special distribution time band (reconciled to days in year)
| Hours aggregate | Black | Yellow | Green
Adjust annual hours by special distribution time band to match days in year | 8760 | 301 | 3339 | 5120
2445. Normalisation of split of rate 1 units by special time band
Data sources:
x1 = 1064. Average split of rate 1 units by special distribution time band
x2 = Total split (in Normalisation of split of rate 1 units by special time band)
x3 = 2444. Annual hours by special distribution time band (reconciled to days in year) (in Adjust annual hours by special distribution time band to match days in year)
x4 = 1010. Days in the charging year (in Financial and general assumptions)
Kind: | Cell summation | Calculation
Formula: | =SUM(x1) | =IF(x2,x1/x2,x3/x4/24)
Normalised split of rate 1 units by special distribution time band
| Total split | Black | Yellow | Green
NHH UMS category A | 100% | 3.396% | 38.32% | 58.29%
NHH UMS category B | 100% | 6.223% | 12.86% | 80.92%
NHH UMS category C | 100% | 11.67% | 25.2% | 63.12%
NHH UMS category D | 100% | 1.327% | 59.43% | 39.24%
2446. Split of rate 1 units between special distribution time bands
Data sources:
x1 = 2445. Normalised split of rate 1 units by special distribution time band (in Normalisation of split of rate 1 units by special time band)
x2 = Split of rate 1 units between special distribution time bands (default)
Combine tables = x1 or x2
| Black | Yellow | Green
NHH UMS category A | 3.396% | 38.32% | 58.29%
NHH UMS category B | 6.223% | 12.86% | 80.92%
NHH UMS category C | 11.67% | 25.2% | 63.12%
NHH UMS category D | 1.327% | 59.43% | 39.24%
LV UMS (Pseudo HH Metered) | 100% | 0% | 0%
2447. Split of rate 2 units between special distribution time bands (default)
| Black | Yellow | Green
LV UMS (Pseudo HH Metered) | 0% | 100% | 0%
2448. Split of rate 3 units between special distribution time bands (default)
| Black | Yellow | Green
LV UMS (Pseudo HH Metered) | 0% | 0% | 100%
2449. Calculation of implied special load coefficients for one-rate users
Data sources:
x1 = 2407. All units (MWh)
x2 = 2305. Rate 1 units (MWh) (in Equivalent volume for each end user)
x3 = 2446. Split of rate 1 units between special distribution time bands
x4 = 2444. Annual hours by special distribution time band (reconciled to days in year) (in Adjust annual hours by special distribution time band to match days in year)
x5 = Use of special distribution time bands by units in demand forecast for one-rate tariffs (in Calculation of implied special load coefficients for one-rate users)
x6 = 1010. Days in the charging year (in Financial and general assumptions)
Kind: | Calculation |  |  | Calculation
Formula: | =IF(x1>0,(x2*x3)/x1,0) |  |  | =IF(x4>0,x5*x6*24/x4,0)
Use of special distribution time bands by units in demand forecast for one-rate tariffs
| Black | Yellow | Green | Peak band special load coefficient for one-rate tariffs
NHH UMS category A | 3.396% | 38.32% | 58.29% | 0.98843
NHH UMS category B | 6.223% | 12.86% | 80.92% | 1.8112
NHH UMS category C | 11.67% | 25.2% | 63.12% | 3.3973
NHH UMS category D | 1.327% | 59.43% | 39.24% | 0.38634
2450. Calculation of implied special load coefficients for three-rate users
Data sources:
x1 = 2407. All units (MWh)
x2 = 2305. Rate 1 units (MWh) (in Equivalent volume for each end user)
x3 = 2446. Split of rate 1 units between special distribution time bands
x4 = 2305. Rate 2 units (MWh) (in Equivalent volume for each end user)
x5 = 2447. Split of rate 2 units between special distribution time bands (default)
x6 = 2305. Rate 3 units (MWh) (in Equivalent volume for each end user)
x7 = 2448. Split of rate 3 units between special distribution time bands (default)
x8 = 2444. Annual hours by special distribution time band (reconciled to days in year) (in Adjust annual hours by special distribution time band to match days in year)
x9 = Use of special distribution time bands by units in demand forecast for three-rate tariffs (in Calculation of implied special load coefficients for three-rate users)
x10 = 1010. Days in the charging year (in Financial and general assumptions)
Kind: | Calculation |  |  | Calculation
Formula: | =IF(x1>0,(x2*x3+x4*x5+x6*x7)/x1,0) |  |  | =IF(x8>0,x9*x10*24/x8,0)
Use of special distribution time bands by units in demand forecast for three-rate tariffs
| Black | Yellow | Green | Peak band special load coefficient for three-rate tariffs
LV UMS (Pseudo HH Metered) | 6.099% | 13.86% | 80.04% | 1.7749
2451. Estimated contributions to peak demand
Data sources:
x1 = 2449. Peak band special load coefficient for one-rate tariffs (in Calculation of implied special load coefficients for one-rate users)
x2 = 2450. Peak band special load coefficient for three-rate tariffs (in Calculation of implied special load coefficients for three-rate users)
x3 = Peak band special load coefficient (in Estimated contributions to peak demand)
x4 = 2407. All units (MWh)
x5 = 1010. Days in the charging year (in Financial and general assumptions)
x6 = 2302. Load coefficient
Kind: | Combine tables | Calculation | Calculation
Formula: | = x1 or x2 | =x3*x4/24/x5*1000 | =x6*x4/24/x5*1000
| Peak band special load coefficient | Contribution to peak band kW | Contribution to system-peak-time kW
NHH UMS category A | 0.98843 | 2970.4878 | 3005.2632
NHH UMS category B | 1.8112 | 25149.4835 | 29380.5209
NHH UMS category C | 3.3973 | 193.0796 | 218.2194
NHH UMS category D | 0.38634 | 56.5836 | 0
LV UMS (Pseudo HH Metered) | 1.7749 | 11868.903 | 16742.8925
2452. Load coefficient correction factor for the group
Data sources:
x1 = 2451. Contribution to peak band kW (in Estimated contributions to peak demand)
x2 = 2451. Contribution to system-peak-time kW (in Estimated contributions to peak demand)
Calculation =IF(SUM(x1),SUM(x2)/SUM(x1),0)
Load coefficient correction factor for the group
Load coefficient correction factor for the group | 1.2264
2453. Calculation of special peaking probabilities
Data sources:
x1 = 2412. Normalised peaking probabilities (in Normalisation of peaking probabilities)
x2 = Amber peaking probabilities (in Calculation of special peaking probabilities)
x3 = 1010. Days in the charging year (in Financial and general assumptions)
x4 = 2401. Annual hours by distribution time band (reconciled to days in year) (in Adjust annual hours by distribution time band to match days in year)
x5 = 1069. Black peaking probabilities (in Peaking probabilities by network level)
x6 = Red peaking probabilities (in Calculation of special peaking probabilities)
x7 = Amber peaking rates (in Calculation of special peaking probabilities)
x8 = 2444. Annual hours by special distribution time band (reconciled to days in year) (in Adjust annual hours by special distribution time band to match days in year)
x9 = Yellow peaking probabilities (in Calculation of special peaking probabilities)
x10 = Green peaking probabilities (in Calculation of special peaking probabilities)
Kind: | Copy cells | Copy cells | Copy cells | Calculation | Calculation | Calculation
Formula: | =x1 | =x1 | =x1 | =x2*24*x3/x4 | =IF(x5,MAX(0,x2+x6-x5),x7*x8/x3/24) | =1-x9-x10
| Red peaking probabilities | Amber peaking probabilities | Green peaking probabilities | Amber peaking rates | Yellow peaking probabilities | Black peaking probabilities
GSPs | 95.1% | 3.121% | 1.774% | 0.10016 | 3.818% | 94.41%
132kV | 53.71% | 43.05% | 3.237% | 1.3815 | 52.66% | 44.1%
132kV/EHV | 53.71% | 43.05% | 3.237% | 1.3815 | 52.66% | 44.1%
EHV | 64.44% | 31.29% | 4.263% | 1.0041 | 38.27% | 57.46%
EHV/HV | 64.44% | 31.29% | 4.263% | 1.0041 | 38.27% | 57.46%
132kV/HV | 10.39% | 31.16% | 58.45% | 1 | 38.12% | 3.436%
HV | 64.44% | 31.29% | 4.263% | 1.0041 | 38.27% | 57.46%
HV/LV | 64.44% | 31.29% | 4.263% | 1.0041 | 38.27% | 57.46%
LV circuits | 64.44% | 31.29% | 4.263% | 1.0041 | 38.27% | 57.46%
2454. Special peaking probabilities by network level
Data sources:
x1 = 2453. Green peaking probabilities (in Calculation of special peaking probabilities)
x2 = 2453. Yellow peaking probabilities (in Calculation of special peaking probabilities)
x3 = 2453. Black peaking probabilities (in Calculation of special peaking probabilities)
Combine tables = x1 or x2 or x3
| Black | Yellow | Green
GSPs | 94.41% | 3.818% | 1.774%
132kV | 44.1% | 52.66% | 3.237%
132kV/EHV | 44.1% | 52.66% | 3.237%
EHV | 57.46% | 38.27% | 4.263%
EHV/HV | 57.46% | 38.27% | 4.263%
132kV/HV | 3.436% | 38.12% | 58.45%
HV | 57.46% | 38.27% | 4.263%
HV/LV | 57.46% | 38.27% | 4.263%
LV circuits | 57.46% | 38.27% | 4.263%
2455. Special peaking probabilities by network level (reshaped)
Data sources:
x1 = 2454. Special peaking probabilities by network level
Reshape table = x1
| GSPs | Black | Yellow | Green | 132kV | Black | Yellow | Green | 132kV/EHV | Black | Yellow | Green | EHV | Black | Yellow | Green | EHV/HV | Black | Yellow | Green | 132kV/HV | Black | Yellow | Green | HV | Black | Yellow | Green | HV/LV | Black | Yellow | Green | LV circuits | Black | Yellow | Green
Probability of peak within timeband |  | 94.41% | 3.818% | 1.774% |  | 44.1% | 52.66% | 3.237% |  | 44.1% | 52.66% | 3.237% |  | 57.46% | 38.27% | 4.263% |  | 57.46% | 38.27% | 4.263% |  | 3.436% | 38.12% | 58.45% |  | 57.46% | 38.27% | 4.263% |  | 57.46% | 38.27% | 4.263% |  | 57.46% | 38.27% | 4.263%
2456. Pseudo load coefficient by special time band and network level
Data sources:
x1 = 2444. Annual hours by special distribution time band (reconciled to days in year) (in Adjust annual hours by special distribution time band to match days in year)
x2 = 2452. Load coefficient correction factor for the group
x3 = 2455. Special peaking probabilities by network level (reshaped)
x4 = 1010. Days in the charging year (in Financial and general assumptions)
Calculation =IF(x1>0,x2*x3*24*x4/x1,0)
| GSPs | Black | Yellow | Green | 132kV | Black | Yellow | Green | 132kV/EHV | Black | Yellow | Green | EHV | Black | Yellow | Green | EHV/HV | Black | Yellow | Green | 132kV/HV | Black | Yellow | Green | HV | Black | Yellow | Green | HV/LV | Black | Yellow | Green | LV circuits | Black | Yellow | Green
Pseudo load coefficient by special time band and network level |  | 33.6949 | 0.12283 | 0.037227 |  | 15.7411 | 1.6942 | 0.067925 |  | 15.7411 | 1.6942 | 0.067925 |  | 20.5093 | 1.2314 | 0.08944 |  | 20.5093 | 1.2314 | 0.08944 |  | 1.2264 | 1.2264 | 1.2264 |  | 20.5093 | 1.2314 | 0.08944 |  | 20.5093 | 1.2314 | 0.08944 |  | 20.5093 | 1.2314 | 0.08944
2457. Unit rate 1 pseudo load coefficient by network level (special)
Data sources:
x1 = 2456. Pseudo load coefficient by special time band and network level
x2 = 2446. Split of rate 1 units between special distribution time bands
Sum-product calculation =SUMPRODUCT(x1, x2)
| GSPs | 132kV | 132kV/EHV | EHV | EHV/HV | 132kV/HV | HV | HV/LV | LV circuits
NHH UMS category A | 1.2131 | 1.2234 | 1.2234 | 1.2205 | 1.2205 | 1.2264 | 1.2205 | 1.2205 | 1.2205
NHH UMS category B | 2.1429 | 1.2525 | 1.2525 | 1.5071 | 1.5071 | 1.2264 | 1.5071 | 1.5071 | 1.5071
NHH UMS category C | 3.9878 | 2.3074 | 2.3074 | 2.7609 | 2.7609 | 1.2264 | 2.7609 | 2.7609 | 2.7609
NHH UMS category D | 0.53491 | 1.2425 | 1.2425 | 1.0392 | 1.0392 | 1.2264 | 1.0392 | 1.0392 | 1.0392
LV UMS (Pseudo HH Metered) | 33.6949 | 15.7411 | 15.7411 | 20.5093 | 20.5093 | 1.2264 | 20.5093 | 20.5093 | 20.5093
2458. Unit rate 2 pseudo load coefficient by network level (special)
Data sources:
x1 = 2456. Pseudo load coefficient by special time band and network level
x2 = 2447. Split of rate 2 units between special distribution time bands (default)
Sum-product calculation =SUMPRODUCT(x1, x2)
| GSPs | 132kV | 132kV/EHV | EHV | EHV/HV | 132kV/HV | HV | HV/LV | LV circuits
LV UMS (Pseudo HH Metered) | 0.12283 | 1.6942 | 1.6942 | 1.2314 | 1.2314 | 1.2264 | 1.2314 | 1.2314 | 1.2314
2459. Unit rate 3 pseudo load coefficient by network level (special)
Data sources:
x1 = 2456. Pseudo load coefficient by special time band and network level
x2 = 2448. Split of rate 3 units between special distribution time bands (default)
Sum-product calculation =SUMPRODUCT(x1, x2)
| GSPs | 132kV | 132kV/EHV | EHV | EHV/HV | 132kV/HV | HV | HV/LV | LV circuits
LV UMS (Pseudo HH Metered) | 0.037227 | 0.067925 | 0.067925 | 0.08944 | 0.08944 | 1.2264 | 0.08944 | 0.08944 | 0.08944
2460. Unit rate 1 pseudo load coefficient by network level (combined)
Data sources:
x1 = 2441. Unit rate 1 pseudo load coefficient by network level
x2 = 2457. Unit rate 1 pseudo load coefficient by network level (special)
Combine tables = x1 or x2
| GSPs | 132kV | 132kV/EHV | EHV | EHV/HV | 132kV/HV | HV | HV/LV | LV circuits
Domestic Unrestricted | 1.991 | 1.8014 | 1.8014 | 1.8454 | 1.8454 | 1.4031 | 1.8454 | 1.8454 | 1.8454
Domestic Two Rate | 2.4755 | 2.2178 | 2.2178 | 2.2717 | 2.2717 | 1.455 | 2.2717 | 2.2717 | 2.2717
Domestic Off Peak (related MPAN) | 0.16966 | 0.32803 | 0.32803 | 0.30021 | 0.30021 | 1 | 0.30021 | 0.30021 | 0.30021
Small Non Domestic Unrestricted | 1.8771 | 2.1077 | 2.1077 | 2.0284 | 2.0284 | 1.6048 | 2.0284 | 2.0284 | 2.0284
Small Non Domestic Two Rate | 2.3474 | 2.4618 | 2.4618 | 2.4041 | 2.4041 | 1.5115 | 2.4041 | 2.4041 | 2.4041
Small Non Domestic Off Peak (related MPAN) | 0.26847 | 0.31895 | 0.31895 | 0.32238 | 0.32238 | 1.0041 | 0.32238 | 0.32238 | 0.32238
LV Medium Non-Domestic | 1.8772 | 1.961 | 1.961 | 1.9231 | 1.9231 | 1.4323 | 1.9231 | 1.9231 | 1.9231
LV Sub Medium Non-Domestic | 1.3918 | 1.4305 | 1.4305 | 1.4082 | 1.4082 | 1 | 1.4082 | 1.4082 | 1.4082
HV Medium Non-Domestic | 1.4043 | 1.4283 | 1.4283 | 1.4102 | 1.4102 | 1 | 1.4102 | 1.4102 | 1.4102
LV Network Domestic | 12.8657 | 7.2607 | 7.2607 | 8.7135 | 8.7135 | 1.4011 | 8.7135 | 8.7135 | 8.7135
LV Network Non-Domestic Non-CT | 14.4369 | 8.1552 | 8.1552 | 9.784 | 9.784 | 1.5729 | 9.784 | 9.784 | 9.784
LV HH Metered | 10.8824 | 6.1457 | 6.1457 | 7.3741 | 7.3741 | 1.1887 | 7.3741 | 7.3741 | 7.3741
LV Sub HH Metered | 11.155 | 6.2996 | 6.2996 | 7.5588 | 7.5588 | 1.2184 | 7.5588 | 7.5588 | 7.5588
HV HH Metered | 9.9466 | 5.6172 | 5.6172 | 6.74 | 6.74 | 1.0865 | 6.74 | 6.74 | 6.74
NHH UMS category A | 1.2131 | 1.2234 | 1.2234 | 1.2205 | 1.2205 | 1.2264 | 1.2205 | 1.2205 | 1.2205
NHH UMS category B | 2.1429 | 1.2525 | 1.2525 | 1.5071 | 1.5071 | 1.2264 | 1.5071 | 1.5071 | 1.5071
NHH UMS category C | 3.9878 | 2.3074 | 2.3074 | 2.7609 | 2.7609 | 1.2264 | 2.7609 | 2.7609 | 2.7609
NHH UMS category D | 0.53491 | 1.2425 | 1.2425 | 1.0392 | 1.0392 | 1.2264 | 1.0392 | 1.0392 | 1.0392
LV UMS (Pseudo HH Metered) | 33.6949 | 15.7411 | 15.7411 | 20.5093 | 20.5093 | 1.2264 | 20.5093 | 20.5093 | 20.5093
LV Generation Non-Intermittent | -9.1551 | -5.1702 | -5.1702 | -6.2037 | -6.2037 | -1 | -6.2037 | -6.2037 | -6.2037
LV Sub Generation Non-Intermittent | -9.1551 | -5.1702 | -5.1702 | -6.2037 | -6.2037 | -1 | -6.2037 | -6.2037 | -6.2037
HV Generation Non-Intermittent | -9.1551 | -5.1702 | -5.1702 | -6.2037 | -6.2037 | -1 | -6.2037 | -6.2037 | -6.2037
2461. Unit rate 2 pseudo load coefficient by network level (combined)
Data sources:
x1 = 2442. Unit rate 2 pseudo load coefficient by network level
x2 = 2458. Unit rate 2 pseudo load coefficient by network level (special)
Combine tables = x1 or x2
| GSPs | 132kV | 132kV/EHV | EHV | EHV/HV | 132kV/HV | HV | HV/LV | LV circuits
Domestic Two Rate | 0.050249 | 0.093955 | 0.093955 | 0.11704 | 0.11704 | 1.455 | 0.11704 | 0.11704 | 0.11704
Small Non Domestic Two Rate | 0.10586 | 0.17376 | 0.17376 | 0.18925 | 0.18925 | 1.5115 | 0.18925 | 0.18925 | 0.18925
LV Medium Non-Domestic | 0.044329 | 0.095496 | 0.095496 | 0.11581 | 0.11581 | 1.4323 | 0.11581 | 0.11581 | 0.11581
LV Sub Medium Non-Domestic | 0.033625 | 0.11751 | 0.11751 | 0.11655 | 0.11655 | 1 | 0.11655 | 0.11655 | 0.11655
HV Medium Non-Domestic | 0.033535 | 0.11579 | 0.11579 | 0.11535 | 0.11535 | 1 | 0.11535 | 0.11535 | 0.11535
LV Network Domestic | 0.14075 | 1.9401 | 1.9401 | 1.4104 | 1.4104 | 1.4011 | 1.4104 | 1.4104 | 1.4104
LV Network Non-Domestic Non-CT | 0.15794 | 2.1791 | 2.1791 | 1.5836 | 1.5836 | 1.5729 | 1.5836 | 1.5836 | 1.5836
LV HH Metered | 0.11905 | 1.6422 | 1.6422 | 1.1936 | 1.1936 | 1.1887 | 1.1936 | 1.1936 | 1.1936
LV Sub HH Metered | 0.12204 | 1.6833 | 1.6833 | 1.2235 | 1.2235 | 1.2184 | 1.2235 | 1.2235 | 1.2235
HV HH Metered | 0.10882 | 1.501 | 1.501 | 1.0909 | 1.0909 | 1.0865 | 1.0909 | 1.0909 | 1.0909
LV UMS (Pseudo HH Metered) | 0.12283 | 1.6942 | 1.6942 | 1.2314 | 1.2314 | 1.2264 | 1.2314 | 1.2314 | 1.2314
LV Generation Non-Intermittent | -0.10016 | -1.3815 | -1.3815 | -1.0041 | -1.0041 | -1 | -1.0041 | -1.0041 | -1.0041
LV Sub Generation Non-Intermittent | -0.10016 | -1.3815 | -1.3815 | -1.0041 | -1.0041 | -1 | -1.0041 | -1.0041 | -1.0041
HV Generation Non-Intermittent | -0.10016 | -1.3815 | -1.3815 | -1.0041 | -1.0041 | -1 | -1.0041 | -1.0041 | -1.0041
2462. Unit rate 3 pseudo load coefficient by network level (combined)
Data sources:
x1 = 2443. Unit rate 3 pseudo load coefficient by network level
x2 = 2459. Unit rate 3 pseudo load coefficient by network level (special)
Combine tables = x1 or x2
| GSPs | 132kV | 132kV/EHV | EHV | EHV/HV | 132kV/HV | HV | HV/LV | LV circuits
LV Network Domestic | 0.042659 | 0.077784 | 0.077784 | 0.10244 | 0.10244 | 1.4011 | 0.10244 | 0.10244 | 0.10244
LV Network Non-Domestic Non-CT | 0.047868 | 0.087366 | 0.087366 | 0.11502 | 0.11502 | 1.5729 | 0.11502 | 0.11502 | 0.11502
LV HH Metered | 0.036083 | 0.065838 | 0.065838 | 0.086691 | 0.086691 | 1.1887 | 0.086691 | 0.086691 | 0.086691
LV Sub HH Metered | 0.036987 | 0.067487 | 0.067487 | 0.088863 | 0.088863 | 1.2184 | 0.088863 | 0.088863 | 0.088863
HV HH Metered | 0.03298 | 0.060176 | 0.060176 | 0.079236 | 0.079236 | 1.0865 | 0.079236 | 0.079236 | 0.079236
LV UMS (Pseudo HH Metered) | 0.037227 | 0.067925 | 0.067925 | 0.08944 | 0.08944 | 1.2264 | 0.08944 | 0.08944 | 0.08944
LV Generation Non-Intermittent | -0.030356 | -0.055388 | -0.055388 | -0.072931 | -0.072931 | -1 | -0.072931 | -0.072931 | -0.072931
LV Sub Generation Non-Intermittent | -0.030356 | -0.055388 | -0.055388 | -0.072931 | -0.072931 | -1 | -0.072931 | -0.072931 | -0.072931
HV Generation Non-Intermittent | -0.030356 | -0.055388 | -0.055388 | -0.072931 | -0.072931 | -1 | -0.072931 | -0.072931 | -0.072931

## SMD
Forecast simultaneous maximum load for Northern Powergrid (Northeast) in 2017/18 (April 2017 - Final Charges)
2501. Contributions of users on one-rate multi tariffs to system simultaneous maximum load by network level (kW)
Data sources:
x1 = 2305. Rate 1 units (MWh) (in Equivalent volume for each end user)
x2 = 2460. Unit rate 1 pseudo load coefficient by network level (combined)
x3 = 2012. Loss adjustment factors between end user meter reading and each network level, scaled by network use
x4 = 1010. Days in the charging year (in Financial and general assumptions)
Calculation =(x1*x2)*x3/(24*x4)*1000
| GSPs | 132kV | 132kV/EHV | EHV | EHV/HV | 132kV/HV | HV | HV/LV | LV circuits
Domestic Unrestricted | 1083201.6625 | 975178.0614 | 973241.2628 | 995003.1604 | 990096.8332 | 0 | 980427.9188 | 966273.5215 | 918534.482
Domestic Off Peak (related MPAN) | 1774.6997 | 3414.1734 | 3407.3925 | 3112.194 | 3096.8479 | 0 | 3066.6053 | 3022.3328 | 2873.0135
Small Non Domestic Unrestricted | 196875.9452 | 219970.6174 | 219533.7343 | 210855.2396 | 209815.5194 | 0 | 207766.5398 | 204767.0228 | 194650.4453
Small Non Domestic Off Peak (related MPAN) | 260.3895 | 307.8148 | 307.2034 | 309.8901 | 308.362 | 0 | 305.3507 | 300.9423 | 286.0742
NHH UMS category A | 3984.896 | 3998.6122 | 3990.6706 | 3973.4321 | 3953.8392 | 0 | 3915.2275 | 3858.7035 | 3668.0631
NHH UMS category B | 32522.5004 | 18914.1975 | 18876.632 | 22669.258 | 22557.4767 | 0 | 22337.1888 | 22014.7077 | 20927.0644
NHH UMS category C | 247.7166 | 142.6184 | 142.3351 | 169.9753 | 169.1372 | 0 | 167.4855 | 165.0675 | 156.9123
NHH UMS category D | 85.6284 | 197.9182 | 197.5251 | 164.8748 | 164.0618 | 0 | 162.4596 | 160.1142 | 152.2037
2502. Contributions of users on two-rate multi tariffs to system simultaneous maximum load by network level (kW)
Data sources:
x1 = 2305. Rate 1 units (MWh) (in Equivalent volume for each end user)
x2 = 2460. Unit rate 1 pseudo load coefficient by network level (combined)
x3 = 2305. Rate 2 units (MWh) (in Equivalent volume for each end user)
x4 = 2461. Unit rate 2 pseudo load coefficient by network level (combined)
x5 = 2012. Loss adjustment factors between end user meter reading and each network level, scaled by network use
x6 = 1010. Days in the charging year (in Financial and general assumptions)
Calculation =(x1*x2+x3*x4)*x5/(24*x6)*1000
| GSPs | 132kV | 132kV/EHV | EHV | EHV/HV | 132kV/HV | HV | HV/LV | LV circuits
Domestic Two Rate | 71974.7875 | 65604.5719 | 65474.2749 | 67545.6067 | 67212.5416 | 0 | 66556.1691 | 65595.3004 | 62354.5445
Small Non Domestic Two Rate | 68231.3328 | 72270.3796 | 72126.8436 | 70630.0175 | 70281.7432 | 0 | 69595.3981 | 68590.6522 | 65201.91
LV Medium Non-Domestic | 82.5154 | 86.1825 | 86.0113 | 84.3701 | 83.9541 | 0 | 83.1342 | 81.934 | 77.886
LV Sub Medium Non-Domestic | 0 | 0 | 0 | 0 | 0 | 0 | 0 | 0 | 0
HV Medium Non-Domestic | 0 | 0 | 0 | 0 | 0 | 0 | 0 | 0 | 0
2503. Contributions of users on three-rate multi tariffs to system simultaneous maximum load by network level (kW)
Data sources:
x1 = 2305. Rate 1 units (MWh) (in Equivalent volume for each end user)
x2 = 2460. Unit rate 1 pseudo load coefficient by network level (combined)
x3 = 2305. Rate 2 units (MWh) (in Equivalent volume for each end user)
x4 = 2461. Unit rate 2 pseudo load coefficient by network level (combined)
x5 = 2305. Rate 3 units (MWh) (in Equivalent volume for each end user)
x6 = 2462. Unit rate 3 pseudo load coefficient by network level (combined)
x7 = 2012. Loss adjustment factors between end user meter reading and each network level, scaled by network use
x8 = 1010. Days in the charging year (in Financial and general assumptions)
Calculation =(x1*x2+x3*x4+x5*x6)*x7/(24*x8)*1000
| GSPs | 132kV | 132kV/EHV | EHV | EHV/HV | 132kV/HV | HV | HV/LV | LV circuits
LV Network Domestic | 0 | 0 | 0 | 0 | 0 | 0 | 0 | 0 | 0
LV Network Non-Domestic Non-CT | 149669.0271 | 155882.8537 | 155573.2552 | 152508.0527 | 151756.0406 | 0 | 150274.048 | 148104.5478 | 140787.3973
LV HH Metered | 394139.8564 | 411408.3809 | 410591.2838 | 402257.4954 | 400273.9772 | 0 | 396365.0516 | 390642.7458 | 371342.9212
LV Sub HH Metered | 57318.2164 | 59280.2247 | 59162.4884 | 58227.0466 | 57939.931 | 0 | 57374.1114 | 56545.8037 | 0
HV HH Metered | 401055.9723 | 411316.2532 | 410499.3391 | 404926.6683 | 402929.9884 | 0 | 398995.1253 | 0 | 0
LV UMS (Pseudo HH Metered) | 15361.8066 | 9085.0706 | 9067.0267 | 10815.5262 | 10762.1952 | 0 | 10657.0956 | 10503.2396 | 9984.3238
LV Generation Non-Intermittent | -2039.7082 | -2016.6732 | -2012.6679 | -2011.5866 | -2001.6675 | 0 | -1982.12 | -1953.5042 | 0
LV Sub Generation Non-Intermittent | 0 | 0 | 0 | 0 | 0 | 0 | 0 | 0 | 0
HV Generation Non-Intermittent | -39928.8384 | -38213.2902 | -38137.3949 | -38449.3979 | -38259.8052 | 0 | 0 | 0 | 0
2504. Estimated contributions of users on each tariff to system simultaneous maximum load by network level (kW)
Data sources:
x1 = 2407. All units (MWh)
x2 = 2302. Load coefficient
x3 = 2012. Loss adjustment factors between end user meter reading and each network level, scaled by network use
x4 = 1010. Days in the charging year (in Financial and general assumptions)
Calculation =x1*x2*x3/(24*x4)*1000
| GSPs | 132kV | 132kV/EHV | EHV | EHV/HV | 132kV/HV | HV | HV/LV | LV circuits
Domestic Unrestricted | 1098645.0878 | 1093179.1919 | 1091008.0316 | 1088845.4785 | 1083476.418 | 0 | 1072895.5936 | 1057406.2443 | 1005164.7647
Domestic Two Rate | 71944.0574 | 71586.1268 | 71443.9498 | 71302.3364 | 70950.747 | 0 | 70257.8686 | 69243.5586 | 65822.5594
Domestic Off Peak (related MPAN) | 0 | 0 | 0 | 0 | 0 | 0 | 0 | 0 | 0
Small Non Domestic Unrestricted | 195784.4075 | 194810.3557 | 194423.4434 | 194038.0649 | 193081.2697 | 0 | 191195.7104 | 188435.4259 | 179125.7159
Small Non Domestic Two Rate | 67773.4887 | 67436.3071 | 67302.3721 | 67168.968 | 66837.76 | 0 | 66185.0475 | 65229.5367 | 62006.8515
Small Non Domestic Off Peak (related MPAN) | 0 | 0 | 0 | 0 | 0 | 0 | 0 | 0 | 0
LV Medium Non-Domestic | 82.5108 | 82.1003 | 81.9372 | 81.7748 | 81.3716 | 0 | 80.5769 | 79.4137 | 75.4902
LV Sub Medium Non-Domestic | 0 | 0 | 0 | 0 | 0 | 0 | 0 | 0 | 0
HV Medium Non-Domestic | 0 | 0 | 0 | 0 | 0 | 0 | 0 | 0 | 0
LV Network Domestic | 0 | 0 | 0 | 0 | 0 | 0 | 0 | 0 | 0
LV Network Non-Domestic Non-CT | 150698.1059 | 149948.364 | 149650.552 | 149353.9206 | 148617.4614 | 0 | 147166.119 | 145041.4878 | 137875.6687
LV HH Metered | 394789.9518 | 392825.8227 | 392045.6324 | 391268.535 | 389339.203 | 0 | 385537.0623 | 379971.0797 | 361198.4921
LV Sub HH Metered | 57324.4761 | 57039.2797 | 56925.9941 | 56813.1577 | 56533.0139 | 0 | 55980.9337 | 55172.7392 | 0
HV HH Metered | 401431.5207 | 399434.349 | 398641.0335 | 397850.8629 | 395889.0737 | 0 | 392022.9694 | 0 | 0
NHH UMS category A | 3284.7526 | 3268.4106 | 3261.9192 | 3255.4536 | 3239.401 | 0 | 3207.7662 | 3161.4559 | 3005.2632
NHH UMS category B | 32112.9094 | 31953.1437 | 31889.6816 | 31826.4712 | 31669.5359 | 0 | 31360.2631 | 30907.5163 | 29380.5209
NHH UMS category C | 238.5138 | 237.3272 | 236.8558 | 236.3864 | 235.2207 | 0 | 232.9237 | 229.561 | 218.2194
NHH UMS category D | 0 | 0 | 0 | 0 | 0 | 0 | 0 | 0 | 0
LV UMS (Pseudo HH Metered) | 18299.9815 | 18208.9368 | 18172.7721 | 18136.7507 | 18047.319 | 0 | 17871.0757 | 17613.0717 | 16742.8925
LV Generation NHH or Aggregate HH | -48.5565 | -48.315 | -48.219 | -48.1234 | -47.8861 | 0 | -47.4185 | -46.7339 | 0
LV Sub Generation NHH | 0 | 0 | 0 | 0 | 0 | 0 | 0 | 0 | 0
LV Generation Intermittent | -2125.0822 | -2114.5096 | -2110.31 | -2106.127 | -2095.7418 | 0 | -2075.2756 | -2045.3149 | 0
LV Generation Non-Intermittent | -1996.976 | -1987.0408 | -1983.0944 | -1979.1636 | -1969.4044 | 0 | -1950.1719 | -1922.0174 | 0
LV Sub Generation Intermittent | -76.3905 | -76.0104 | -75.8595 | -75.7091 | -75.3358 | 0 | -74.6001 | 0 | 0
LV Sub Generation Non-Intermittent | 0 | 0 | 0 | 0 | 0 | 0 | 0 | 0 | 0
HV Generation Intermittent | -51612.0185 | -51355.2423 | -51253.2458 | -51151.6536 | -50899.4265 | 0 | 0 | 0 | 0
HV Generation Non-Intermittent | -36645.1774 | -36462.8631 | -36390.4443 | -36318.3126 | -36139.2282 | 0 | 0 | 0 | 0
2505. Contributions of users on each tariff to system simultaneous maximum load by network level (kW)
Data sources:
x1 = 2501. Contributions of users on one-rate multi tariffs to system simultaneous maximum load by network level (kW)
x2 = 2502. Contributions of users on two-rate multi tariffs to system simultaneous maximum load by network level (kW)
x3 = 2503. Contributions of users on three-rate multi tariffs to system simultaneous maximum load by network level (kW)
x4 = 2504. Estimated contributions of users on each tariff to system simultaneous maximum load by network level (kW)
Combine tables = x1 or x2 or x3 or x4
| GSPs | 132kV | 132kV/EHV | EHV | EHV/HV | 132kV/HV | HV | HV/LV | LV circuits
Domestic Unrestricted | 1083201.6625 | 975178.0614 | 973241.2628 | 995003.1604 | 990096.8332 | 0 | 980427.9188 | 966273.5215 | 918534.482
Domestic Two Rate | 71974.7875 | 65604.5719 | 65474.2749 | 67545.6067 | 67212.5416 | 0 | 66556.1691 | 65595.3004 | 62354.5445
Domestic Off Peak (related MPAN) | 1774.6997 | 3414.1734 | 3407.3925 | 3112.194 | 3096.8479 | 0 | 3066.6053 | 3022.3328 | 2873.0135
Small Non Domestic Unrestricted | 196875.9452 | 219970.6174 | 219533.7343 | 210855.2396 | 209815.5194 | 0 | 207766.5398 | 204767.0228 | 194650.4453
Small Non Domestic Two Rate | 68231.3328 | 72270.3796 | 72126.8436 | 70630.0175 | 70281.7432 | 0 | 69595.3981 | 68590.6522 | 65201.91
Small Non Domestic Off Peak (related MPAN) | 260.3895 | 307.8148 | 307.2034 | 309.8901 | 308.362 | 0 | 305.3507 | 300.9423 | 286.0742
LV Medium Non-Domestic | 82.5154 | 86.1825 | 86.0113 | 84.3701 | 83.9541 | 0 | 83.1342 | 81.934 | 77.886
LV Sub Medium Non-Domestic | 0 | 0 | 0 | 0 | 0 | 0 | 0 | 0 | 0
HV Medium Non-Domestic | 0 | 0 | 0 | 0 | 0 | 0 | 0 | 0 | 0
LV Network Domestic | 0 | 0 | 0 | 0 | 0 | 0 | 0 | 0 | 0
LV Network Non-Domestic Non-CT | 149669.0271 | 155882.8537 | 155573.2552 | 152508.0527 | 151756.0406 | 0 | 150274.048 | 148104.5478 | 140787.3973
LV HH Metered | 394139.8564 | 411408.3809 | 410591.2838 | 402257.4954 | 400273.9772 | 0 | 396365.0516 | 390642.7458 | 371342.9212
LV Sub HH Metered | 57318.2164 | 59280.2247 | 59162.4884 | 58227.0466 | 57939.931 | 0 | 57374.1114 | 56545.8037 | 0
HV HH Metered | 401055.9723 | 411316.2532 | 410499.3391 | 404926.6683 | 402929.9884 | 0 | 398995.1253 | 0 | 0
NHH UMS category A | 3984.896 | 3998.6122 | 3990.6706 | 3973.4321 | 3953.8392 | 0 | 3915.2275 | 3858.7035 | 3668.0631
NHH UMS category B | 32522.5004 | 18914.1975 | 18876.632 | 22669.258 | 22557.4767 | 0 | 22337.1888 | 22014.7077 | 20927.0644
NHH UMS category C | 247.7166 | 142.6184 | 142.3351 | 169.9753 | 169.1372 | 0 | 167.4855 | 165.0675 | 156.9123
NHH UMS category D | 85.6284 | 197.9182 | 197.5251 | 164.8748 | 164.0618 | 0 | 162.4596 | 160.1142 | 152.2037
LV UMS (Pseudo HH Metered) | 15361.8066 | 9085.0706 | 9067.0267 | 10815.5262 | 10762.1952 | 0 | 10657.0956 | 10503.2396 | 9984.3238
LV Generation NHH or Aggregate HH | -48.5565 | -48.315 | -48.219 | -48.1234 | -47.8861 | 0 | -47.4185 | -46.7339 | 0
LV Sub Generation NHH | 0 | 0 | 0 | 0 | 0 | 0 | 0 | 0 | 0
LV Generation Intermittent | -2125.0822 | -2114.5096 | -2110.31 | -2106.127 | -2095.7418 | 0 | -2075.2756 | -2045.3149 | 0
LV Generation Non-Intermittent | -2039.7082 | -2016.6732 | -2012.6679 | -2011.5866 | -2001.6675 | 0 | -1982.12 | -1953.5042 | 0
LV Sub Generation Intermittent | -76.3905 | -76.0104 | -75.8595 | -75.7091 | -75.3358 | 0 | -74.6001 | 0 | 0
LV Sub Generation Non-Intermittent | 0 | 0 | 0 | 0 | 0 | 0 | 0 | 0 | 0
HV Generation Intermittent | -51612.0185 | -51355.2423 | -51253.2458 | -51151.6536 | -50899.4265 | 0 | 0 | 0 | 0
HV Generation Non-Intermittent | -39928.8384 | -38213.2902 | -38137.3949 | -38449.3979 | -38259.8052 | 0 | 0 | 0 | 0
2506. Forecast system simultaneous maximum load (kW) from forecast units
Data sources:
x1 = 2505. Contributions of users on each tariff to system simultaneous maximum load by network level (kW)
Cell summation =SUM(x1)
| GSPs | 132kV | 132kV/EHV | EHV | EHV/HV | 132kV/HV | HV | HV/LV | LV circuits
Forecast system simultaneous maximum load (kW) from forecast units | 2380956.3585 | 2313233.8895 | 2308639.5819 | 2309410.2101 | 2298022.5857 | 0 | 2363869.4951 | 1936581.0829 | 1790997.2412

## AMD
Forecast aggregate maximum load for Northern Powergrid (Northeast) in 2017/18 (April 2017 - Final Charges)
2601. Pre-processing of data for standing charge factors
Data sources:
x1 = Standing charges factors (in Pre-processing of data for standing charge factors)
x2 = 1018. Proportion of relevant load going through 132kV/HV direct transformation
x3 = Standing charges factors for 132kV/HV (in Pre-processing of data for standing charge factors)
Kind: | Fixed data | [7 empty] | Fixed data | Calculation
Formula: | [9 empty] | =x1+0.2*x2*x3
Standing charges factors
| GSPs | 132kV | 132kV/EHV | EHV | EHV/HV | HV | HV/LV | LV circuits | Standing charges factors for 132kV/HV | Adjusted standing charges factors for 132kV
Domestic Unrestricted | 0 | 0 | 0 | 0 | 0 | 0 | 0 | 1 | 0 | 0
Domestic Two Rate | 0 | 0 | 0 | 0 | 0 | 0 | 0 | 1 | 0 | 0
Domestic Off Peak (related MPAN) | 0 | 0 | 0 | 0 | 0 | 0 | 0 | 1 | 0 | 0
Small Non Domestic Unrestricted | 0 | 0 | 0 | 0 | 0 | 0 | 0 | 1 | 0 | 0
Small Non Domestic Two Rate | 0 | 0 | 0 | 0 | 0 | 0 | 0 | 1 | 0 | 0
Small Non Domestic Off Peak (related MPAN) | 0 | 0 | 0 | 0 | 0 | 0 | 0 | 1 | 0 | 0
LV Medium Non-Domestic | 0 | 0 | 0 | 0 | 0 | 0 | 0 | 1 | 0 | 0
LV Sub Medium Non-Domestic | 0 | 0 | 0 | 0 | 0 | 0 | 1 | 0 | 0 | 0
HV Medium Non-Domestic | 0 | 0 | 0 | 0.2 | 1 | 1 | 0 | 0 | 1 | 0
LV Network Domestic | 0 | 0 | 0 | 0 | 0 | 0 | 0 | 1 | 0 | 0
LV Network Non-Domestic Non-CT | 0 | 0 | 0 | 0 | 0 | 0 | 0 | 1 | 0 | 0
LV HH Metered | 0 | 0 | 0 | 0 | 0 | 0.2 | 1 | 1 | 0 | 0
LV Sub HH Metered | 0 | 0 | 0 | 0 | 0 | 1 | 1 | 0 | 0 | 0
HV HH Metered | 0 | 0 | 0 | 0.2 | 1 | 1 | 0 | 0 | 1 | 0
NHH UMS category A | 0 | 0 | 0 | 0 | 0 | 0 | 0 | 0 | 0 | 0
NHH UMS category B | 0 | 0 | 0 | 0 | 0 | 0 | 0 | 0 | 0 | 0
NHH UMS category C | 0 | 0 | 0 | 0 | 0 | 0 | 0 | 0 | 0 | 0
NHH UMS category D | 0 | 0 | 0 | 0 | 0 | 0 | 0 | 0 | 0 | 0
LV UMS (Pseudo HH Metered) | 0 | 0 | 0 | 0 | 0 | 0 | 0 | 0 | 0 | 0
2602. Standing charges factors adapted to use 132kV/HV
Data sources:
x1 = 2601. Standing charges factors for 132kV/HV (in Pre-processing of data for standing charge factors)
x2 = 2601. Adjusted standing charges factors for 132kV (in Pre-processing of data for standing charge factors)
x3 = 2601. Standing charges factors (in Pre-processing of data for standing charge factors)
Combine tables = x1 or x2 or x3
| GSPs | 132kV | 132kV/EHV | EHV | EHV/HV | 132kV/HV | HV | HV/LV | LV circuits
Domestic Unrestricted | 0 | 0 | 0 | 0 | 0 | 0 | 0 | 0 | 1
Domestic Two Rate | 0 | 0 | 0 | 0 | 0 | 0 | 0 | 0 | 1
Domestic Off Peak (related MPAN) | 0 | 0 | 0 | 0 | 0 | 0 | 0 | 0 | 1
Small Non Domestic Unrestricted | 0 | 0 | 0 | 0 | 0 | 0 | 0 | 0 | 1
Small Non Domestic Two Rate | 0 | 0 | 0 | 0 | 0 | 0 | 0 | 0 | 1
Small Non Domestic Off Peak (related MPAN) | 0 | 0 | 0 | 0 | 0 | 0 | 0 | 0 | 1
LV Medium Non-Domestic | 0 | 0 | 0 | 0 | 0 | 0 | 0 | 0 | 1
LV Sub Medium Non-Domestic | 0 | 0 | 0 | 0 | 0 | 0 | 0 | 1 | 0
HV Medium Non-Domestic | 0 | 0 | 0 | 0.2 | 1 | 1 | 1 | 0 | 0
LV Network Domestic | 0 | 0 | 0 | 0 | 0 | 0 | 0 | 0 | 1
LV Network Non-Domestic Non-CT | 0 | 0 | 0 | 0 | 0 | 0 | 0 | 0 | 1
LV HH Metered | 0 | 0 | 0 | 0 | 0 | 0 | 0.2 | 1 | 1
LV Sub HH Metered | 0 | 0 | 0 | 0 | 0 | 0 | 1 | 1 | 0
HV HH Metered | 0 | 0 | 0 | 0.2 | 1 | 1 | 1 | 0 | 0
NHH UMS category A | 0 | 0 | 0 | 0 | 0 | 0 | 0 | 0 | 0
NHH UMS category B | 0 | 0 | 0 | 0 | 0 | 0 | 0 | 0 | 0
NHH UMS category C | 0 | 0 | 0 | 0 | 0 | 0 | 0 | 0 | 0
NHH UMS category D | 0 | 0 | 0 | 0 | 0 | 0 | 0 | 0 | 0
LV UMS (Pseudo HH Metered) | 0 | 0 | 0 | 0 | 0 | 0 | 0 | 0 | 0
2603. Capacity-based contributions to chargeable aggregate maximum load by network level (kW)
Data sources:
x1 = 2305. Import capacity (kVA) (in Equivalent volume for each end user)
x2 = 1010. Power factor for all flows in the network model (in Financial and general assumptions)
x3 = 2602. Standing charges factors adapted to use 132kV/HV
x4 = 2012. Loss adjustment factors between end user meter reading and each network level, scaled by network use
Calculation =x1*x2*x3*x4
| GSPs | 132kV | 132kV/EHV | EHV | EHV/HV | 132kV/HV | HV | HV/LV | LV circuits
LV HH Metered | 0 | 0 | 0 | 0 | 0 | 0 | 306853.8045 | 1512118.8441 | 1437412.1491
LV Sub HH Metered | 0 | 0 | 0 | 0 | 0 | 0 | 136821.2021 | 134845.92 | 0
HV HH Metered | 0 | 0 | 0 | 208561.8627 | 1037667.2558 | 0 | 1027533.7865 | 0 | 0
2604. Unit-based contributions to chargeable aggregate maximum load (kW)
Data sources:
x1 = 2407. All units (MWh)
x2 = 1041. Load factor for each type of demand user (in Load profile data for demand users)
x3 = 2602. Standing charges factors adapted to use 132kV/HV
x4 = 2012. Loss adjustment factors between end user meter reading and each network level, scaled by network use
x5 = 1010. Days in the charging year (in Financial and general assumptions)
Calculation =x1/x2*x3*x4/(24*x5)*1000
| GSPs | 132kV | 132kV/EHV | EHV | EHV/HV | 132kV/HV | HV | HV/LV | LV circuits
Domestic Unrestricted | 0 | 0 | 0 | 0 | 0 | 0 | 0 | 0 | 1172510.2876
Domestic Two Rate | 0 | 0 | 0 | 0 | 0 | 0 | 0 | 0 | 203542.4312
Small Non Domestic Unrestricted | 0 | 0 | 0 | 0 | 0 | 0 | 0 | 0 | 242582.6192
Small Non Domestic Two Rate | 0 | 0 | 0 | 0 | 0 | 0 | 0 | 0 | 133539.3286
LV Medium Non-Domestic | 0 | 0 | 0 | 0 | 0 | 0 | 0 | 0 | 87.9896
LV Sub Medium Non-Domestic | 0 | 0 | 0 | 0 | 0 | 0 | 0 | 0 | 0
HV Medium Non-Domestic | 0 | 0 | 0 | 0 | 0 | 0 | 0 | 0 | 0
LV Network Domestic | 0 | 0 | 0 | 0 | 0 | 0 | 0 | 0 | 0
LV Network Non-Domestic Non-CT | 0 | 0 | 0 | 0 | 0 | 0 | 0 | 0 | 186719.3701
2605. Contributions to aggregate maximum load by network level (kW)
Data sources:
x1 = 2603. Capacity-based contributions to chargeable aggregate maximum load by network level (kW)
x2 = 2604. Unit-based contributions to chargeable aggregate maximum load (kW)
Combine tables = x1 or x2
| GSPs | 132kV | 132kV/EHV | EHV | EHV/HV | 132kV/HV | HV | HV/LV | LV circuits
Domestic Unrestricted | 0 | 0 | 0 | 0 | 0 | 0 | 0 | 0 | 1172510.2876
Domestic Two Rate | 0 | 0 | 0 | 0 | 0 | 0 | 0 | 0 | 203542.4312
Small Non Domestic Unrestricted | 0 | 0 | 0 | 0 | 0 | 0 | 0 | 0 | 242582.6192
Small Non Domestic Two Rate | 0 | 0 | 0 | 0 | 0 | 0 | 0 | 0 | 133539.3286
LV Medium Non-Domestic | 0 | 0 | 0 | 0 | 0 | 0 | 0 | 0 | 87.9896
LV Sub Medium Non-Domestic | 0 | 0 | 0 | 0 | 0 | 0 | 0 | 0 | 0
HV Medium Non-Domestic | 0 | 0 | 0 | 0 | 0 | 0 | 0 | 0 | 0
LV Network Domestic | 0 | 0 | 0 | 0 | 0 | 0 | 0 | 0 | 0
LV Network Non-Domestic Non-CT | 0 | 0 | 0 | 0 | 0 | 0 | 0 | 0 | 186719.3701
LV HH Metered | 0 | 0 | 0 | 0 | 0 | 0 | 306853.8045 | 1512118.8441 | 1437412.1491
LV Sub HH Metered | 0 | 0 | 0 | 0 | 0 | 0 | 136821.2021 | 134845.92 | 0
HV HH Metered | 0 | 0 | 0 | 208561.8627 | 1037667.2558 | 0 | 1027533.7865 | 0 | 0
2606. Forecast chargeable aggregate maximum load (kW)
Data sources:
x1 = 2605. Contributions to aggregate maximum load by network level (kW)
Cell summation =SUM(x1)
| GSPs | 132kV | 132kV/EHV | EHV | EHV/HV | 132kV/HV | HV | HV/LV | LV circuits
Forecast chargeable aggregate maximum load (kW) | 0 | 0 | 0 | 208561.8627 | 1037667.2558 | 0 | 1471208.7931 | 1646964.7641 | 3376394.1755
2607. Forecast simultaneous load subject to standing charge factors (kW)
Data sources:
x1 = 2505. Contributions of users on each tariff to system simultaneous maximum load by network level (kW)
x2 = 2602. Standing charges factors adapted to use 132kV/HV
Calculation =x1*x2
| GSPs | 132kV | 132kV/EHV | EHV | EHV/HV | 132kV/HV | HV | HV/LV | LV circuits
Domestic Unrestricted | 0 | 0 | 0 | 0 | 0 | 0 | 0 | 0 | 918534.482
Domestic Two Rate | 0 | 0 | 0 | 0 | 0 | 0 | 0 | 0 | 62354.5445
Domestic Off Peak (related MPAN) | 0 | 0 | 0 | 0 | 0 | 0 | 0 | 0 | 2873.0135
Small Non Domestic Unrestricted | 0 | 0 | 0 | 0 | 0 | 0 | 0 | 0 | 194650.4453
Small Non Domestic Two Rate | 0 | 0 | 0 | 0 | 0 | 0 | 0 | 0 | 65201.91
Small Non Domestic Off Peak (related MPAN) | 0 | 0 | 0 | 0 | 0 | 0 | 0 | 0 | 286.0742
LV Medium Non-Domestic | 0 | 0 | 0 | 0 | 0 | 0 | 0 | 0 | 77.886
LV Sub Medium Non-Domestic | 0 | 0 | 0 | 0 | 0 | 0 | 0 | 0 | 0
HV Medium Non-Domestic | 0 | 0 | 0 | 0 | 0 | 0 | 0 | 0 | 0
LV Network Domestic | 0 | 0 | 0 | 0 | 0 | 0 | 0 | 0 | 0
LV Network Non-Domestic Non-CT | 0 | 0 | 0 | 0 | 0 | 0 | 0 | 0 | 140787.3973
LV HH Metered | 0 | 0 | 0 | 0 | 0 | 0 | 79273.0103 | 390642.7458 | 371342.9212
LV Sub HH Metered | 0 | 0 | 0 | 0 | 0 | 0 | 57374.1114 | 56545.8037 | 0
HV HH Metered | 0 | 0 | 0 | 80985.3337 | 402929.9884 | 0 | 398995.1253 | 0 | 0
NHH UMS category A | 0 | 0 | 0 | 0 | 0 | 0 | 0 | 0 | 0
NHH UMS category B | 0 | 0 | 0 | 0 | 0 | 0 | 0 | 0 | 0
NHH UMS category C | 0 | 0 | 0 | 0 | 0 | 0 | 0 | 0 | 0
NHH UMS category D | 0 | 0 | 0 | 0 | 0 | 0 | 0 | 0 | 0
LV UMS (Pseudo HH Metered) | 0 | 0 | 0 | 0 | 0 | 0 | 0 | 0 | 0
2608. Forecast simultaneous load replaced by standing charge (kW)
Data sources:
x1 = 2607. Forecast simultaneous load subject to standing charge factors (kW)
Cell summation =SUM(x1)
| GSPs | 132kV | 132kV/EHV | EHV | EHV/HV | 132kV/HV | HV | HV/LV | LV circuits
Forecast simultaneous load replaced by standing charge (kW) | 0 | 0 | 0 | 80985.3337 | 402929.9884 | 0 | 535642.247 | 447188.5495 | 1756108.674
2609. Calculated LV diversity allowance
Data sources:
x1 = 2606. Forecast chargeable aggregate maximum load (kW)
x2 = 2608. Forecast simultaneous load replaced by standing charge (kW)
Calculation =x1/x2-1
LV circuits
Calculated LV diversity allowance | 92.27%
2610. Network level mapping for diversity allowances
| GSPs | 132kV | 132kV/EHV | EHV | EHV/HV | 132kV/HV | HV | HV/LV | LV circuits
GSPs | 100% | 0% | 0% | 0% | 0% | 0% | 0% | 0% | 0%
132kV | 0% | 100% | 0% | 0% | 0% | 0% | 0% | 0% | 0%
132kV/EHV | 0% | 0% | 100% | 0% | 0% | 100% | 0% | 0% | 0%
EHV | 0% | 0% | 0% | 100% | 0% | 0% | 0% | 0% | 0%
EHV/HV | 0% | 0% | 0% | 0% | 100% | 0% | 0% | 0% | 0%
HV | 0% | 0% | 0% | 0% | 0% | 0% | 100% | 0% | 0%
HV/LV | 0% | 0% | 0% | 0% | 0% | 0% | 0% | 100% | 0%
LV circuits | 0% | 0% | 0% | 0% | 0% | 0% | 0% | 0% | 100%
2611. Diversity allowances including 132kV/HV
Data sources:
x1 = 2104. Diversity allowance between level exit and GSP Group (in Diversity calculations)
x2 = 2610. Network level mapping for diversity allowances
Sum-product calculation =SUMPRODUCT(x1, x2)
Diversity allowances including 132kV/HV
GSPs | 8.562%
132kV | 28.84%
132kV/EHV | 28.84%
EHV | 60%
EHV/HV | 60%
132kV/HV | 28.84%
HV | 114.4%
HV/LV | 114.4%
LV circuits | 0%
2612. Diversity allowances (including calculated LV value)
Data sources:
x1 = 2609. Calculated LV diversity allowance
x2 = 2611. Diversity allowances including 132kV/HV
Combine tables = x1 or x2
| GSPs | 132kV | 132kV/EHV | EHV | EHV/HV | 132kV/HV | HV | HV/LV | LV circuits
Diversity allowances (including calculated LV value) | 8.562% | 28.84% | 28.84% | 60% | 60% | 28.84% | 114.4% | 114.4% | 92.27%
2613. Forecast simultaneous maximum load (kW) adjusted for standing charges
Data sources:
x1 = 2506. Forecast system simultaneous maximum load (kW) from forecast units
x2 = 2608. Forecast simultaneous load replaced by standing charge (kW)
x3 = 2606. Forecast chargeable aggregate maximum load (kW)
x4 = 2612. Diversity allowances (including calculated LV value)
Calculation =x1-x2+x3/(1+x4)
| GSPs | 132kV | 132kV/EHV | EHV | EHV/HV | 132kV/HV | HV | HV/LV | LV circuits
Forecast simultaneous maximum load (kW) adjusted for standing charges | 2380956.3585 | 2313233.8895 | 2308639.5819 | 2358779.9852 | 2543654.258 | 0 | 2514446.1445 | 2257589.6433 | 1790997.2412

## Otex
Other expenditure for Northern Powergrid (Northeast) in 2017/18 (April 2017 - Final Charges)
2701. Operating expenditure coded by network level (£/year)
Data sources:
x1 = 1055. Transmission exit charges (£/year)
x2 = Zero for levels other than transmission exit
Combine tables = x1 or x2
| Transmission exit | Operating 132kV | Operating 132kV/EHV | Operating EHV | Operating EHV/HV | Operating 132kV/HV | Operating HV | Operating HV/LV | Operating LV circuits | Operating LV customer | Operating HV customer
Operating expenditure coded by network level (£/year) | 11560506.8256 | 0 | 0 | 0 | 0 | 0 | 0 | 0 | 0 | 0 | 0
2702. Network model assets (£) scaled by load forecast
Data sources:
x1 = 2108. GSP simultaneous maximum load assumed through each network level (MW)
x2 = 2613. Forecast simultaneous maximum load (kW) adjusted for standing charges
x3 = 1020. Gross asset cost by network level (£)
Calculation =IF(x1,x2*x3/x1/1000,0)
| Assets 132kV | Assets 132kV/EHV | Assets EHV | Assets EHV/HV | Assets 132kV/HV | Assets HV | Assets HV/LV | Assets LV circuits
Network model assets (£) scaled by load forecast | 213187959.8579 | 90033517.872 | 407768387.2934 | 177783409.3104 | 0 | 668119476.0182 | 347846190.4691 | 378554837.6105
2703. Annual consumption by tariff for unmetered users (MWh)
Data sources:
x1 = 2407. All units (MWh)
Copy cells = x1
Annual consumption by tariff for unmetered users (MWh)
NHH UMS category A | 26326.1053
NHH UMS category B | 121639.3348
NHH UMS category C | 497.8612
NHH UMS category D | 1282.9896
LV UMS (Pseudo HH Metered) | 58578.3313
2704. Total unmetered units
Data sources:
x1 = 2703. Annual consumption by tariff for unmetered users (MWh)
Cell summation =SUM(x1)
Total unmetered units
Total unmetered units | 208324.6224
2705. Service model asset data
Data sources:
x1 = 2205. Service model assets by tariff (£)
x2 = 2305. MPANs (in Equivalent volume for each end user)
x3 = 2202. LV unmetered service model assets £/(MWh/year)
x4 = 2704. Total unmetered units
x5 = Service model assets (£) scaled by annual MWh (in Service model asset data)
x6 = Service model assets (£) scaled by user count (in Service model asset data)
x7 = Service model assets (£) scaled by annual MWh (in Service model asset data)
Kind: | Sum-product calculation |  | Calculation | Copy cells |  | Calculation
Formula: | =SUMPRODUCT(x1, x2) |  | =x3*x4 | = x5 |  | =x6+x7
| Service model assets (£) scaled by user count |  |  | Service model assets (£) scaled by annual MWh |  | Service model assets (£)
| Assets LV customer | Assets HV customer | Service model assets (£) scaled by annual MWh | Assets LV customer | Assets HV customer | Assets LV customer | Assets HV customer
Service model asset data | 967870219.5973 | 20246219.2457 | 0 | 0 |  | 967870219.5973 | 20246219.2457
2706. Data for allocation of operating expenditure
Data sources:
x1 = 2702. Network model assets (£) scaled by load forecast
x2 = 2705. Service model assets (£) (in Service model asset data)
x3 = Model assets (£) scaled by demand forecast (in Data for allocation of operating expenditure)
Kind: | Combine tables | [10 empty] | Cell summation
Formula: | = x1 or x2 | [10 empty] | =SUM(x3)
Model assets (£) scaled by demand forecast
| GSPs | Assets 132kV | Assets 132kV/EHV | Assets EHV | Assets EHV/HV | Assets 132kV/HV | Assets HV | Assets HV/LV | Assets LV circuits | Assets LV customer | Assets HV customer | Denominator for allocation of operating expenditure
Data for allocation of operating expenditure |  | 213187959.8579 | 90033517.872 | 407768387.2934 | 177783409.3104 | 0 | 668119476.0182 | 347846190.4691 | 378554837.6105 | 967870219.5973 | 20246219.2457 | 3271410217.2744
2707. Amount of expenditure to be allocated according to asset values (£/year)
Data sources:
x1 = 1059. Direct cost (£/year) (in Other expenditure)
x2 = 1059. Network rates (£/year) (in Other expenditure)
x3 = 1059. Indirect cost (£/year) (in Other expenditure)
x4 = 1059. Indirect cost proportion (in Other expenditure)
Calculation =x1+x2+x3*x4
Amount of expenditure to be allocated according to asset values (£/year)
Other expenditure | 78825636.7883
2708. Total operating expenditure by network level (£/year)
Data sources:
x1 = 2701. Operating expenditure coded by network level (£/year)
x2 = 2707. Amount of expenditure to be allocated according to asset values (£/year)
x3 = 2706. Denominator for allocation of operating expenditure (in Data for allocation of operating expenditure)
x4 = 2706. Model assets (£) scaled by demand forecast (in Data for allocation of operating expenditure)
Calculation =x1+x2/x3*x4
| Transmission exit | Operating 132kV | Operating 132kV/EHV | Operating EHV | Operating EHV/HV | Operating 132kV/HV | Operating HV | Operating HV/LV | Operating LV circuits | Operating LV customer | Operating HV customer
Total operating expenditure by network level (£/year) | 11560506.8256 | 5136829.5552 | 2169385.3437 | 9825304.8856 | 4283746.0051 | 0 | 16098544.5572 | 8381461.0969 | 9121395.4081 | 23321131.0478 | 487838.8886
2709. Operating expenditure percentage by network level
Data sources:
x1 = 2706. Model assets (£) scaled by demand forecast (in Data for allocation of operating expenditure)
x2 = 2708. Total operating expenditure by network level (£/year)
Calculation =IF(x1="","",IF(x1>0,x2/x1,0))
| Transmission exit | Operating 132kV | Operating 132kV/EHV | Operating EHV | Operating EHV/HV | Operating 132kV/HV | Operating HV | Operating HV/LV | Operating LV circuits | Operating LV customer | Operating HV customer
Operating expenditure percentage by network level |  | 2.41% | 2.41% | 2.41% | 2.41% | 0% | 2.41% | 2.41% | 2.41% | 2.41% | 2.41%
2710. Unit operating expenditure based on simultaneous maximum load (£/kW/year)
Data sources:
x1 = 2613. Forecast simultaneous maximum load (kW) adjusted for standing charges
x2 = 2708. Total operating expenditure by network level (£/year)
Calculation =IF(x1>0,x2/x1,0)
| Transmission exit | Operating 132kV | Operating 132kV/EHV | Operating EHV | Operating EHV/HV | Operating 132kV/HV | Operating HV | Operating HV/LV | Operating LV circuits
Unit operating expenditure based on simultaneous maximum load (£/kW/year) | 4.8554 | 2.2206 | 0.93968 | 4.1654 | 1.6841 | 0 | 6.4024 | 3.7126 | 5.0929
2711. Operating expenditure for customer assets p/MPAN/day
Data sources:
x1 = 1010. Days in the charging year (in Financial and general assumptions)
x2 = 2709. Operating expenditure percentage by network level
x3 = 2205. Service model assets by tariff (£)
x4 = Operating expenditure p/MPAN/day by level (in Operating expenditure for customer assets p/MPAN/day)
Kind: | Calculation |  | Cell summation
Formula: | =100/x1*x2*x3 |  | =SUM(x4)
Operating expenditure p/MPAN/day by level
| Operating LV customer | Operating HV customer | Operating expenditure for customer assets p/MPAN/day total
Domestic Unrestricted | 3.8949 | 0 | 3.8949
Domestic Two Rate | 3.8949 | 0 | 3.8949
Domestic Off Peak (related MPAN) | 0 | 0 | 0
Small Non Domestic Unrestricted | 4.2909 | 0 | 4.2909
Small Non Domestic Two Rate | 4.2909 | 0 | 4.2909
Small Non Domestic Off Peak (related MPAN) | 0 | 0 | 0
LV Medium Non-Domestic | 14.1271 | 0 | 14.1271
LV Sub Medium Non-Domestic | 14.4242 | 0 | 14.4242
HV Medium Non-Domestic | 0 | 150.3811 | 150.3811
LV Network Domestic | 3.8949 | 0 | 3.8949
LV Network Non-Domestic Non-CT | 4.2909 | 0 | 4.2909
LV HH Metered | 14.1271 | 0 | 14.1271
LV Sub HH Metered | 14.4242 | 0 | 14.4242
HV HH Metered | 0 | 150.3811 | 150.3811
NHH UMS category A | 0 | 0 | 0
NHH UMS category B | 0 | 0 | 0
NHH UMS category C | 0 | 0 | 0
NHH UMS category D | 0 | 0 | 0
LV UMS (Pseudo HH Metered) | 0 | 0 | 0
LV Generation NHH or Aggregate HH | 0 | 0 | 0
LV Sub Generation NHH | 0 | 0 | 0
LV Generation Intermittent | 0 | 0 | 0
LV Generation Non-Intermittent | 0 | 0 | 0
LV Sub Generation Intermittent | 0 | 0 | 0
LV Sub Generation Non-Intermittent | 0 | 0 | 0
HV Generation Intermittent | 0 | 58.3385 | 58.3385
HV Generation Non-Intermittent | 0 | 58.3385 | 58.3385
2712. Operating expenditure for unmetered customer assets (p/kWh)
Data sources:
x1 = 2709. Operating expenditure percentage by network level
x2 = 2202. LV unmetered service model assets £/(MWh/year)
Calculation =0.1*x1*x2
Operating LV customer
NHH UMS category A | 0
NHH UMS category B | 0
NHH UMS category C | 0
NHH UMS category D | 0
LV UMS (Pseudo HH Metered) | 0

## Contrib
Customer contributions for Northern Powergrid (Northeast) in 2017/18 (April 2017 - Final Charges)
This sheet calculates factors used to take account of the costs deemed to be covered by connection charges.
2801. Network level of supply (for customer contributions) by tariff
| LV network | LV substation | HV network | HV substation
Domestic Unrestricted | 100% | 0% | 0% | 0%
Domestic Two Rate | 100% | 0% | 0% | 0%
Domestic Off Peak (related MPAN) | 100% | 0% | 0% | 0%
Small Non Domestic Unrestricted | 100% | 0% | 0% | 0%
Small Non Domestic Two Rate | 100% | 0% | 0% | 0%
Small Non Domestic Off Peak (related MPAN) | 100% | 0% | 0% | 0%
LV Medium Non-Domestic | 100% | 0% | 0% | 0%
LV Sub Medium Non-Domestic | 0% | 100% | 0% | 0%
HV Medium Non-Domestic | 0% | 0% | 100% | 0%
LV Network Domestic | 100% | 0% | 0% | 0%
LV Network Non-Domestic Non-CT | 100% | 0% | 0% | 0%
LV HH Metered | 100% | 0% | 0% | 0%
LV Sub HH Metered | 0% | 100% | 0% | 0%
HV HH Metered | 0% | 0% | 100% | 0%
NHH UMS category A | 100% | 0% | 0% | 0%
NHH UMS category B | 100% | 0% | 0% | 0%
NHH UMS category C | 100% | 0% | 0% | 0%
NHH UMS category D | 100% | 0% | 0% | 0%
LV UMS (Pseudo HH Metered) | 100% | 0% | 0% | 0%
LV Generation NHH or Aggregate HH | 100% | 0% | 0% | 0%
LV Sub Generation NHH | 0% | 100% | 0% | 0%
LV Generation Intermittent | 100% | 0% | 0% | 0%
LV Generation Non-Intermittent | 100% | 0% | 0% | 0%
LV Sub Generation Intermittent | 0% | 100% | 0% | 0%
LV Sub Generation Non-Intermittent | 0% | 100% | 0% | 0%
HV Generation Intermittent | 0% | 0% | 100% | 0%
HV Generation Non-Intermittent | 0% | 0% | 100% | 0%
2802. Contribution proportion of asset annuities, by customer type and network level of assets
Data sources:
x1 = 1060. Customer contributions under current connection charging policy
x2 = 1010. Annuity proportion for customer-contributed assets (in Financial and general assumptions)
Calculation =x1*(1-x2)
| LV network | LV substation | HV network | HV substation
Assets 132kV | 0.1% | 0.1% | 0.3% | 0.3%
Assets 132kV/EHV | 0.2% | 0.2% | 2.6% | 2.6%
Assets EHV | 3.1% | 3.1% | 8.7% | 8.7%
Assets EHV/HV | 13.3% | 13.3% | 37.1% | 62.6%
Assets 132kV/HV | 0% | 0% | 0% | 0%
Assets HV | 49.8% | 49.8% | 82.8% | 0%
Assets HV/LV | 83.4% | 83.4% | 0% | 0%
Assets LV circuits | 94.2% | 0% | 0% | 0%
2803. Proportion of assets annuities deemed to be covered by customer contributions
Data sources:
x1 = 2801. Network level of supply (for customer contributions) by tariff
x2 = 2802. Contribution proportion of asset annuities, by customer type and network level of assets
Sum-product calculation =SUMPRODUCT(x1, x2)
| Assets 132kV | Assets 132kV/EHV | Assets EHV | Assets EHV/HV | Assets 132kV/HV | Assets HV | Assets HV/LV | Assets LV circuits
Domestic Unrestricted | 0.1% | 0.2% | 3.1% | 13.3% | 0% | 49.8% | 83.4% | 94.2%
Domestic Two Rate | 0.1% | 0.2% | 3.1% | 13.3% | 0% | 49.8% | 83.4% | 94.2%
Domestic Off Peak (related MPAN) | 0.1% | 0.2% | 3.1% | 13.3% | 0% | 49.8% | 83.4% | 94.2%
Small Non Domestic Unrestricted | 0.1% | 0.2% | 3.1% | 13.3% | 0% | 49.8% | 83.4% | 94.2%
Small Non Domestic Two Rate | 0.1% | 0.2% | 3.1% | 13.3% | 0% | 49.8% | 83.4% | 94.2%
Small Non Domestic Off Peak (related MPAN) | 0.1% | 0.2% | 3.1% | 13.3% | 0% | 49.8% | 83.4% | 94.2%
LV Medium Non-Domestic | 0.1% | 0.2% | 3.1% | 13.3% | 0% | 49.8% | 83.4% | 94.2%
LV Sub Medium Non-Domestic | 0.1% | 0.2% | 3.1% | 13.3% | 0% | 49.8% | 83.4% | 0%
HV Medium Non-Domestic | 0.3% | 2.6% | 8.7% | 37.1% | 0% | 82.8% | 0% | 0%
LV Network Domestic | 0.1% | 0.2% | 3.1% | 13.3% | 0% | 49.8% | 83.4% | 94.2%
LV Network Non-Domestic Non-CT | 0.1% | 0.2% | 3.1% | 13.3% | 0% | 49.8% | 83.4% | 94.2%
LV HH Metered | 0.1% | 0.2% | 3.1% | 13.3% | 0% | 49.8% | 83.4% | 94.2%
LV Sub HH Metered | 0.1% | 0.2% | 3.1% | 13.3% | 0% | 49.8% | 83.4% | 0%
HV HH Metered | 0.3% | 2.6% | 8.7% | 37.1% | 0% | 82.8% | 0% | 0%
NHH UMS category A | 0.1% | 0.2% | 3.1% | 13.3% | 0% | 49.8% | 83.4% | 94.2%
NHH UMS category B | 0.1% | 0.2% | 3.1% | 13.3% | 0% | 49.8% | 83.4% | 94.2%
NHH UMS category C | 0.1% | 0.2% | 3.1% | 13.3% | 0% | 49.8% | 83.4% | 94.2%
NHH UMS category D | 0.1% | 0.2% | 3.1% | 13.3% | 0% | 49.8% | 83.4% | 94.2%
LV UMS (Pseudo HH Metered) | 0.1% | 0.2% | 3.1% | 13.3% | 0% | 49.8% | 83.4% | 94.2%
LV Generation NHH or Aggregate HH | 0.1% | 0.2% | 3.1% | 13.3% | 0% | 49.8% | 83.4% | 94.2%
LV Sub Generation NHH | 0.1% | 0.2% | 3.1% | 13.3% | 0% | 49.8% | 83.4% | 0%
LV Generation Intermittent | 0.1% | 0.2% | 3.1% | 13.3% | 0% | 49.8% | 83.4% | 94.2%
LV Generation Non-Intermittent | 0.1% | 0.2% | 3.1% | 13.3% | 0% | 49.8% | 83.4% | 94.2%
LV Sub Generation Intermittent | 0.1% | 0.2% | 3.1% | 13.3% | 0% | 49.8% | 83.4% | 0%
LV Sub Generation Non-Intermittent | 0.1% | 0.2% | 3.1% | 13.3% | 0% | 49.8% | 83.4% | 0%
HV Generation Intermittent | 0.3% | 2.6% | 8.7% | 37.1% | 0% | 82.8% | 0% | 0%
HV Generation Non-Intermittent | 0.3% | 2.6% | 8.7% | 37.1% | 0% | 82.8% | 0% | 0%
2804. Proportion of annual charge covered by contributions (for all charging levels)
Data sources:
x1 = Zero for operating expenditure
x2 = Zero for GSPs level
x3 = 2803. Proportion of assets annuities deemed to be covered by customer contributions
Combine tables = x1 or x2 or x3
| GSPs | Assets 132kV | Assets 132kV/EHV | Assets EHV | Assets EHV/HV | Assets 132kV/HV | Assets HV | Assets HV/LV | Assets LV circuits | Transmission exit | Operating 132kV | Operating 132kV/EHV | Operating EHV | Operating EHV/HV | Operating 132kV/HV | Operating HV | Operating HV/LV | Operating LV circuits
Domestic Unrestricted | 0% | 0.1% | 0.2% | 3.1% | 13.3% | 0% | 49.8% | 83.4% | 94.2% | 0% | 0% | 0% | 0% | 0% | 0% | 0% | 0% | 0%
Domestic Two Rate | 0% | 0.1% | 0.2% | 3.1% | 13.3% | 0% | 49.8% | 83.4% | 94.2% | 0% | 0% | 0% | 0% | 0% | 0% | 0% | 0% | 0%
Domestic Off Peak (related MPAN) | 0% | 0.1% | 0.2% | 3.1% | 13.3% | 0% | 49.8% | 83.4% | 94.2% | 0% | 0% | 0% | 0% | 0% | 0% | 0% | 0% | 0%
Small Non Domestic Unrestricted | 0% | 0.1% | 0.2% | 3.1% | 13.3% | 0% | 49.8% | 83.4% | 94.2% | 0% | 0% | 0% | 0% | 0% | 0% | 0% | 0% | 0%
Small Non Domestic Two Rate | 0% | 0.1% | 0.2% | 3.1% | 13.3% | 0% | 49.8% | 83.4% | 94.2% | 0% | 0% | 0% | 0% | 0% | 0% | 0% | 0% | 0%
Small Non Domestic Off Peak (related MPAN) | 0% | 0.1% | 0.2% | 3.1% | 13.3% | 0% | 49.8% | 83.4% | 94.2% | 0% | 0% | 0% | 0% | 0% | 0% | 0% | 0% | 0%
LV Medium Non-Domestic | 0% | 0.1% | 0.2% | 3.1% | 13.3% | 0% | 49.8% | 83.4% | 94.2% | 0% | 0% | 0% | 0% | 0% | 0% | 0% | 0% | 0%
LV Sub Medium Non-Domestic | 0% | 0.1% | 0.2% | 3.1% | 13.3% | 0% | 49.8% | 83.4% | 0% | 0% | 0% | 0% | 0% | 0% | 0% | 0% | 0% | 0%
HV Medium Non-Domestic | 0% | 0.3% | 2.6% | 8.7% | 37.1% | 0% | 82.8% | 0% | 0% | 0% | 0% | 0% | 0% | 0% | 0% | 0% | 0% | 0%
LV Network Domestic | 0% | 0.1% | 0.2% | 3.1% | 13.3% | 0% | 49.8% | 83.4% | 94.2% | 0% | 0% | 0% | 0% | 0% | 0% | 0% | 0% | 0%
LV Network Non-Domestic Non-CT | 0% | 0.1% | 0.2% | 3.1% | 13.3% | 0% | 49.8% | 83.4% | 94.2% | 0% | 0% | 0% | 0% | 0% | 0% | 0% | 0% | 0%
LV HH Metered | 0% | 0.1% | 0.2% | 3.1% | 13.3% | 0% | 49.8% | 83.4% | 94.2% | 0% | 0% | 0% | 0% | 0% | 0% | 0% | 0% | 0%
LV Sub HH Metered | 0% | 0.1% | 0.2% | 3.1% | 13.3% | 0% | 49.8% | 83.4% | 0% | 0% | 0% | 0% | 0% | 0% | 0% | 0% | 0% | 0%
HV HH Metered | 0% | 0.3% | 2.6% | 8.7% | 37.1% | 0% | 82.8% | 0% | 0% | 0% | 0% | 0% | 0% | 0% | 0% | 0% | 0% | 0%
NHH UMS category A | 0% | 0.1% | 0.2% | 3.1% | 13.3% | 0% | 49.8% | 83.4% | 94.2% | 0% | 0% | 0% | 0% | 0% | 0% | 0% | 0% | 0%
NHH UMS category B | 0% | 0.1% | 0.2% | 3.1% | 13.3% | 0% | 49.8% | 83.4% | 94.2% | 0% | 0% | 0% | 0% | 0% | 0% | 0% | 0% | 0%
NHH UMS category C | 0% | 0.1% | 0.2% | 3.1% | 13.3% | 0% | 49.8% | 83.4% | 94.2% | 0% | 0% | 0% | 0% | 0% | 0% | 0% | 0% | 0%
NHH UMS category D | 0% | 0.1% | 0.2% | 3.1% | 13.3% | 0% | 49.8% | 83.4% | 94.2% | 0% | 0% | 0% | 0% | 0% | 0% | 0% | 0% | 0%
LV UMS (Pseudo HH Metered) | 0% | 0.1% | 0.2% | 3.1% | 13.3% | 0% | 49.8% | 83.4% | 94.2% | 0% | 0% | 0% | 0% | 0% | 0% | 0% | 0% | 0%
LV Generation NHH or Aggregate HH | 0% | 0.1% | 0.2% | 3.1% | 13.3% | 0% | 49.8% | 83.4% | 94.2% | 0% | 0% | 0% | 0% | 0% | 0% | 0% | 0% | 0%
LV Sub Generation NHH | 0% | 0.1% | 0.2% | 3.1% | 13.3% | 0% | 49.8% | 83.4% | 0% | 0% | 0% | 0% | 0% | 0% | 0% | 0% | 0% | 0%
LV Generation Intermittent | 0% | 0.1% | 0.2% | 3.1% | 13.3% | 0% | 49.8% | 83.4% | 94.2% | 0% | 0% | 0% | 0% | 0% | 0% | 0% | 0% | 0%
LV Generation Non-Intermittent | 0% | 0.1% | 0.2% | 3.1% | 13.3% | 0% | 49.8% | 83.4% | 94.2% | 0% | 0% | 0% | 0% | 0% | 0% | 0% | 0% | 0%
LV Sub Generation Intermittent | 0% | 0.1% | 0.2% | 3.1% | 13.3% | 0% | 49.8% | 83.4% | 0% | 0% | 0% | 0% | 0% | 0% | 0% | 0% | 0% | 0%
LV Sub Generation Non-Intermittent | 0% | 0.1% | 0.2% | 3.1% | 13.3% | 0% | 49.8% | 83.4% | 0% | 0% | 0% | 0% | 0% | 0% | 0% | 0% | 0% | 0%
HV Generation Intermittent | 0% | 0.3% | 2.6% | 8.7% | 37.1% | 0% | 82.8% | 0% | 0% | 0% | 0% | 0% | 0% | 0% | 0% | 0% | 0% | 0%
HV Generation Non-Intermittent | 0% | 0.3% | 2.6% | 8.7% | 37.1% | 0% | 82.8% | 0% | 0% | 0% | 0% | 0% | 0% | 0% | 0% | 0% | 0% | 0%

## Yard
Yardsticks for Northern Powergrid (Northeast) in 2017/18 (April 2017 - Final Charges)
This sheet calculates average p/kWh and p/kW/day charges that would apply if no costs were recovered through capacity or fixed charges.
2901. Unit cost at each level, £/kW/year (relative to system simultaneous maximum load)
Data sources:
x1 = 2109. Network model annuity by simultaneous maximum load for each network level (£/kW/year)
x2 = 2710. Unit operating expenditure based on simultaneous maximum load (£/kW/year)
Combine tables = x1 or x2
| GSPs | Assets 132kV | Assets 132kV/EHV | Assets EHV | Assets EHV/HV | Assets 132kV/HV | Assets HV | Assets HV/LV | Assets LV circuits | Transmission exit | Operating 132kV | Operating 132kV/EHV | Operating EHV | Operating EHV/HV | Operating 132kV/HV | Operating HV | Operating HV/LV | Operating LV circuits
Unit cost at each level, £/kW/year (relative to system simultaneous maximum load) |  | 4.7747 | 2.0205 | 8.9563 | 3.6211 | 0 | 13.7662 | 7.9826 | 10.9506 | 4.8554 | 2.2206 | 0.93968 | 4.1654 | 1.6841 | 0 | 6.4024 | 3.7126 | 5.0929
2902. Pay-as-you-go yardstick unit costs by charging level (p/kWh)
Data sources:
x1 = 2901. Unit cost at each level, £/kW/year (relative to system simultaneous maximum load)
x2 = 2302. Load coefficient
x3 = 2012. Loss adjustment factors between end user meter reading and each network level, scaled by network use
x4 = 2804. Proportion of annual charge covered by contributions (for all charging levels)
x5 = 1010. Days in the charging year (in Financial and general assumptions)
Calculation =x1*x2*x3*(1-x4)/(24*x5)*100
| GSPs | Assets 132kV | Assets 132kV/EHV | Assets EHV | Assets EHV/HV | Assets 132kV/HV | Assets HV | Assets HV/LV | Assets LV circuits | Transmission exit | Operating 132kV | Operating 132kV/EHV | Operating EHV | Operating EHV/HV | Operating 132kV/HV | Operating HV | Operating HV/LV | Operating LV circuits
Domestic Unrestricted | 0 | 0.11959 | 0.050453 | 0.21672 | 0.078011 | 0 | 0.17004 | 0.032135 | 0.014641 | 0.12234 | 0.055673 | 0.023512 | 0.10402 | 0.041847 | 0 | 0.15754 | 0.090032 | 0.1174
Domestic Two Rate | 0 | 0.073276 | 0.030915 | 0.13279 | 0.0478 | 0 | 0.10419 | 0.01969 | 0.0089714 | 0.074962 | 0.034113 | 0.014407 | 0.063736 | 0.025641 | 0 | 0.096529 | 0.055166 | 0.071938
Domestic Off Peak (related MPAN) | 0 | 0 | 0 | 0 | 0 | 0 | 0 | 0 | 0 | 0 | 0 | 0 | 0 | 0 | 0 | 0 | 0 | 0
Small Non Domestic Unrestricted | 0 | 0.11054 | 0.046637 | 0.20033 | 0.07211 | 0 | 0.15718 | 0.029704 | 0.013534 | 0.11309 | 0.051462 | 0.021734 | 0.09615 | 0.038682 | 0 | 0.14562 | 0.083222 | 0.10852
Small Non Domestic Two Rate | 0 | 0.088342 | 0.037271 | 0.1601 | 0.057629 | 0 | 0.12561 | 0.023739 | 0.010816 | 0.090375 | 0.041127 | 0.017369 | 0.07684 | 0.030914 | 0 | 0.11638 | 0.066509 | 0.08673
Small Non Domestic Off Peak (related MPAN) | 0 | 0 | 0 | 0 | 0 | 0 | 0 | 0 | 0 | 0 | 0 | 0 | 0 | 0 | 0 | 0 | 0 | 0
LV Medium Non-Domestic | 0 | 0.093551 | 0.039469 | 0.16954 | 0.061026 | 0 | 0.13302 | 0.025138 | 0.011454 | 0.095703 | 0.043552 | 0.018393 | 0.081371 | 0.032736 | 0 | 0.12324 | 0.07043 | 0.091843
LV Sub Medium Non-Domestic | 0 | 0.10649 | 0.044928 | 0.19299 | 0.069468 | 0 | 0.15142 | 0.028616 | 0 | 0.10894 | 0.049577 | 0.020937 | 0.092627 | 0.037265 | 0 | 0.14029 | 0.080173 | 0
HV Medium Non-Domestic | 0 | 0.096801 | 0.039938 | 0.16562 | 0.045904 | 0 | 0.047255 | 0 | 0 | 0.099227 | 0.045156 | 0.01907 | 0.084367 | 0.033942 | 0 | 0.12778 | 0 | 0
LV Network Domestic | 0 | 0.11959 | 0.050453 | 0.21672 | 0.078011 | 0 | 0.17004 | 0.032135 | 0.014641 | 0.12234 | 0.055673 | 0.023512 | 0.10402 | 0.041847 | 0 | 0.15754 | 0.090032 | 0.1174
LV Network Non-Domestic Non-CT | 0 | 0.11054 | 0.046637 | 0.20033 | 0.07211 | 0 | 0.15718 | 0.029704 | 0.013534 | 0.11309 | 0.051462 | 0.021734 | 0.09615 | 0.038682 | 0 | 0.14562 | 0.083222 | 0.10852
LV HH Metered | 0 | 0.082887 | 0.03497 | 0.15021 | 0.05407 | 0 | 0.11786 | 0.022273 | 0.010148 | 0.084794 | 0.038588 | 0.016296 | 0.072096 | 0.029005 | 0 | 0.10919 | 0.062402 | 0.081374
LV Sub HH Metered | 0 | 0.074501 | 0.031432 | 0.13501 | 0.0486 | 0 | 0.10593 | 0.02002 | 0 | 0.076216 | 0.034684 | 0.014648 | 0.064802 | 0.02607 | 0 | 0.098144 | 0.056089 | 0
HV HH Metered | 0 | 0.06619 | 0.027308 | 0.11325 | 0.031388 | 0 | 0.032312 | 0 | 0 | 0.067849 | 0.030876 | 0.01304 | 0.057688 | 0.023208 | 0 | 0.08737 | 0 | 0
NHH UMS category A | 0 | 0.059219 | 0.024984 | 0.10732 | 0.038631 | 0 | 0.084204 | 0.015913 | 0.0072504 | 0.060582 | 0.027569 | 0.011643 | 0.051509 | 0.020723 | 0 | 0.078012 | 0.044584 | 0.058138
NHH UMS category B | 0 | 0.1253 | 0.052864 | 0.22707 | 0.081738 | 0 | 0.17817 | 0.03367 | 0.015341 | 0.12818 | 0.058333 | 0.024635 | 0.10899 | 0.043846 | 0 | 0.16506 | 0.094333 | 0.12301
NHH UMS category C | 0 | 0.22738 | 0.095931 | 0.41207 | 0.14833 | 0 | 0.32331 | 0.0611 | 0.027839 | 0.23261 | 0.10586 | 0.044705 | 0.19778 | 0.079567 | 0 | 0.29954 | 0.17118 | 0.22323
NHH UMS category D | 0 | 0 | 0 | 0 | 0 | 0 | 0 | 0 | 0 | 0 | 0 | 0 | 0 | 0 | 0 | 0 | 0 | 0
LV UMS (Pseudo HH Metered) | 0 | 0.14827 | 0.062556 | 0.2687 | 0.096723 | 0 | 0.21083 | 0.039843 | 0.018153 | 0.15168 | 0.069028 | 0.029152 | 0.12897 | 0.051885 | 0 | 0.19533 | 0.11163 | 0.14557
LV Generation NHH or Aggregate HH | 0 | -0.059219 | -0.024984 | -0.10732 | -0.038631 | 0 | -0.084204 | -0.015913 | 0 | -0.060582 | -0.027569 | -0.011643 | -0.051509 | -0.020723 | 0 | -0.078012 | -0.044584 | 0
LV Sub Generation NHH | 0 | -0.056293 | -0.02375 | -0.10202 | -0.036722 | 0 | -0.080044 | 0 | 0 | -0.057589 | -0.026207 | -0.011068 | -0.048964 | -0.019699 | 0 | -0.074158 | 0 | 0
LV Generation Intermittent | 0 | -0.059219 | -0.024984 | -0.10732 | -0.038631 | 0 | -0.084204 | -0.015913 | 0 | -0.060582 | -0.027569 | -0.011643 | -0.051509 | -0.020723 | 0 | -0.078012 | -0.044584 | 0
LV Generation Non-Intermittent | 0 | -0.059219 | -0.024984 | -0.10732 | -0.038631 | 0 | -0.084204 | -0.015913 | 0 | -0.060582 | -0.027569 | -0.011643 | -0.051509 | -0.020723 | 0 | -0.078012 | -0.044584 | 0
LV Sub Generation Intermittent | 0 | -0.056293 | -0.02375 | -0.10202 | -0.036722 | 0 | -0.080044 | 0 | 0 | -0.057589 | -0.026207 | -0.011068 | -0.048964 | -0.019699 | 0 | -0.074158 | 0 | 0
LV Sub Generation Non-Intermittent | 0 | -0.056293 | -0.02375 | -0.10202 | -0.036722 | 0 | -0.080044 | 0 | 0 | -0.057589 | -0.026207 | -0.011068 | -0.048964 | -0.019699 | 0 | -0.074158 | 0 | 0
HV Generation Intermittent | 0 | -0.05537 | -0.022844 | -0.094734 | -0.026257 | 0 | 0 | 0 | 0 | -0.056757 | -0.025829 | -0.010908 | -0.048257 | -0.019414 | 0 | 0 | 0 | 0
HV Generation Non-Intermittent | 0 | -0.05537 | -0.022844 | -0.094734 | -0.026257 | 0 | 0 | 0 | 0 | -0.056757 | -0.025829 | -0.010908 | -0.048257 | -0.019414 | 0 | 0 | 0 | 0
2903. Contributions to pay-as-you-go unit rate 1 (p/kWh)
Data sources:
x1 = 2460. Unit rate 1 pseudo load coefficient by network level (combined)
x2 = 2901. Unit cost at each level, £/kW/year (relative to system simultaneous maximum load)
x3 = 2012. Loss adjustment factors between end user meter reading and each network level, scaled by network use
x4 = 2804. Proportion of annual charge covered by contributions (for all charging levels)
x5 = 1010. Days in the charging year (in Financial and general assumptions)
Calculation =x1*x2*x3*(1-x4)*100/(24*x5)
| GSPs | Assets 132kV | Assets 132kV/EHV | Assets EHV | Assets EHV/HV | Assets 132kV/HV | Assets HV | Assets HV/LV | Assets LV circuits | Transmission exit | Operating 132kV | Operating 132kV/EHV | Operating EHV | Operating EHV/HV | Operating 132kV/HV | Operating HV | Operating HV/LV | Operating LV circuits
Domestic Unrestricted | 0 | 0.10668 | 0.045007 | 0.19804 | 0.071288 | 0 | 0.15539 | 0.029365 | 0.01338 | 0.12062 | 0.049664 | 0.020974 | 0.095053 | 0.038241 | 0 | 0.14396 | 0.082273 | 0.10729
Domestic Two Rate | 0 | 0.13133 | 0.05541 | 0.2438 | 0.087758 | 0 | 0.19129 | 0.03615 | 0.016471 | 0.14997 | 0.061142 | 0.025822 | 0.11701 | 0.047076 | 0 | 0.17722 | 0.10128 | 0.13207
Domestic Off Peak (related MPAN) | 0 | 0.019426 | 0.0081956 | 0.032218 | 0.011597 | 0 | 0.025279 | 0.0047772 | 0.0021766 | 0.010278 | 0.0090435 | 0.0038193 | 0.015463 | 0.006221 | 0 | 0.02342 | 0.013384 | 0.017453
Small Non Domestic Unrestricted | 0 | 0.12482 | 0.05266 | 0.21769 | 0.07836 | 0 | 0.1708 | 0.032279 | 0.014707 | 0.11372 | 0.058109 | 0.024541 | 0.10448 | 0.042034 | 0 | 0.15824 | 0.090435 | 0.11793
Small Non Domestic Two Rate | 0 | 0.14578 | 0.061506 | 0.25801 | 0.092873 | 0 | 0.20244 | 0.038257 | 0.017431 | 0.14221 | 0.06787 | 0.028663 | 0.12383 | 0.04982 | 0 | 0.18755 | 0.10718 | 0.13977
Small Non Domestic Off Peak (related MPAN) | 0 | 0.018888 | 0.0079688 | 0.034597 | 0.012454 | 0 | 0.027146 | 0.00513 | 0.0023374 | 0.016264 | 0.0087932 | 0.0037136 | 0.016605 | 0.0066805 | 0 | 0.025149 | 0.014373 | 0.018743
LV Medium Non-Domestic | 0 | 0.11613 | 0.048993 | 0.20639 | 0.074291 | 0 | 0.16193 | 0.030603 | 0.013943 | 0.11373 | 0.054062 | 0.022832 | 0.099058 | 0.039852 | 0 | 0.15003 | 0.085739 | 0.11181
LV Sub Medium Non-Domestic | 0 | 0.080529 | 0.033975 | 0.14366 | 0.051711 | 0 | 0.11272 | 0.021301 | 0 | 0.080154 | 0.03749 | 0.015833 | 0.06895 | 0.027739 | 0 | 0.10443 | 0.05968 | 0
HV Medium Non-Domestic | 0 | 0.079087 | 0.032629 | 0.1336 | 0.037029 | 0 | 0.038118 | 0 | 0 | 0.079704 | 0.036893 | 0.01558 | 0.068054 | 0.027379 | 0 | 0.10307 | 0 | 0
LV Network Domestic | 0 | 0.42997 | 0.18141 | 0.93513 | 0.33661 | 0 | 0.73372 | 0.13866 | 0.063176 | 0.77943 | 0.20017 | 0.084537 | 0.44883 | 0.18057 | 0 | 0.67976 | 0.38848 | 0.50659
LV Network Non-Domestic Non-CT | 0 | 0.48294 | 0.20375 | 1.05 | 0.37796 | 0 | 0.82386 | 0.15569 | 0.070938 | 0.87461 | 0.22483 | 0.094951 | 0.50397 | 0.20275 | 0 | 0.76327 | 0.43621 | 0.56883
LV HH Metered | 0 | 0.36394 | 0.15355 | 0.79139 | 0.28487 | 0 | 0.62093 | 0.11735 | 0.053465 | 0.65928 | 0.16943 | 0.071554 | 0.37983 | 0.15281 | 0 | 0.57527 | 0.32877 | 0.42872
LV Sub HH Metered | 0 | 0.35462 | 0.14962 | 0.77113 | 0.27758 | 0 | 0.60504 | 0.11434 | 0 | 0.6424 | 0.16509 | 0.069723 | 0.37011 | 0.1489 | 0 | 0.56054 | 0.32035 | 0
HV HH Metered | 0 | 0.31102 | 0.12832 | 0.6385 | 0.17697 | 0 | 0.18218 | 0 | 0 | 0.56454 | 0.14508 | 0.061272 | 0.32525 | 0.13085 | 0 | 0.49261 | 0 | 0
NHH UMS category A | 0 | 0.072449 | 0.030566 | 0.13099 | 0.047151 | 0 | 0.10278 | 0.019423 | 0.0088494 | 0.073495 | 0.033729 | 0.014244 | 0.062869 | 0.025293 | 0 | 0.095217 | 0.054416 | 0.07096
NHH UMS category B | 0 | 0.07417 | 0.031292 | 0.16174 | 0.05822 | 0 | 0.1269 | 0.023982 | 0.010927 | 0.12982 | 0.034529 | 0.014582 | 0.077629 | 0.031231 | 0 | 0.11757 | 0.067191 | 0.087619
NHH UMS category C | 0 | 0.13664 | 0.057648 | 0.2963 | 0.10666 | 0 | 0.23248 | 0.043935 | 0.020018 | 0.24159 | 0.063613 | 0.026865 | 0.14221 | 0.057213 | 0 | 0.21538 | 0.12309 | 0.16051
NHH UMS category D | 0 | 0.073582 | 0.031044 | 0.11153 | 0.040146 | 0 | 0.087507 | 0.016537 | 0.0075347 | 0.032406 | 0.034256 | 0.014467 | 0.053529 | 0.021535 | 0 | 0.081071 | 0.046332 | 0.060418
LV UMS (Pseudo HH Metered) | 0 | 0.93217 | 0.39328 | 2.201 | 0.79229 | 0 | 1.727 | 0.32637 | 0.1487 | 2.0413 | 0.43397 | 0.18327 | 1.0564 | 0.425 | 0 | 1.6 | 0.91438 | 1.1924
LV Generation Non-Intermittent | 0 | -0.30617 | -0.12917 | -0.66577 | -0.23965 | 0 | -0.52238 | -0.098719 | 0 | -0.55463 | -0.14254 | -0.060197 | -0.31955 | -0.12856 | 0 | -0.48396 | -0.27658 | 0
LV Sub Generation Non-Intermittent | 0 | -0.29105 | -0.12279 | -0.63288 | -0.22781 | 0 | -0.49657 | 0 | 0 | -0.52723 | -0.1355 | -0.057223 | -0.30376 | -0.1222 | 0 | -0.46005 | 0 | 0
HV Generation Non-Intermittent | 0 | -0.28627 | -0.11811 | -0.5877 | -0.16289 | 0 | 0 | 0 | 0 | -0.51962 | -0.13354 | -0.056397 | -0.29937 | -0.12044 | 0 | 0 | 0 | 0
2904. Contributions to pay-as-you-go unit rate 2 (p/kWh)
Data sources:
x1 = 2461. Unit rate 2 pseudo load coefficient by network level (combined)
x2 = 2901. Unit cost at each level, £/kW/year (relative to system simultaneous maximum load)
x3 = 2012. Loss adjustment factors between end user meter reading and each network level, scaled by network use
x4 = 2804. Proportion of annual charge covered by contributions (for all charging levels)
x5 = 1010. Days in the charging year (in Financial and general assumptions)
Calculation =x1*x2*x3*(1-x4)*100/(24*x5)
| GSPs | Assets 132kV | Assets 132kV/EHV | Assets EHV | Assets EHV/HV | Assets 132kV/HV | Assets HV | Assets HV/LV | Assets LV circuits | Transmission exit | Operating 132kV | Operating 132kV/EHV | Operating EHV | Operating EHV/HV | Operating 132kV/HV | Operating HV | Operating HV/LV | Operating LV circuits
Domestic Two Rate | 0 | 0.005564 | 0.0023474 | 0.012561 | 0.0045214 | 0 | 0.0098554 | 0.0018625 | 0.00084859 | 0.0030442 | 0.0025903 | 0.0010939 | 0.0060287 | 0.0024254 | 0 | 0.0091306 | 0.0052181 | 0.0068046
Small Non Domestic Two Rate | 0 | 0.01029 | 0.0043413 | 0.02031 | 0.0073109 | 0 | 0.015936 | 0.0030116 | 0.0013721 | 0.0064131 | 0.0047904 | 0.0020231 | 0.0097481 | 0.0039218 | 0 | 0.014764 | 0.0084375 | 0.011003
LV Medium Non-Domestic | 0 | 0.0056552 | 0.0023859 | 0.012429 | 0.0044738 | 0 | 0.0097516 | 0.0018429 | 0.00083966 | 0.0026855 | 0.0026328 | 0.0011119 | 0.0059652 | 0.0023999 | 0 | 0.0090345 | 0.0051632 | 0.0067329
LV Sub Medium Non-Domestic | 0 | 0.0066148 | 0.0027908 | 0.01189 | 0.00428 | 0 | 0.0093291 | 0.001763 | 0 | 0.0019364 | 0.0030795 | 0.0013005 | 0.0057068 | 0.0022959 | 0 | 0.008643 | 0.0049395 | 0
HV Medium Non-Domestic | 0 | 0.0064115 | 0.0026452 | 0.010927 | 0.0030287 | 0 | 0.0031178 | 0 | 0 | 0.0019034 | 0.0029908 | 0.0012631 | 0.0055664 | 0.0022394 | 0 | 0.0084304 | 0 | 0
LV Network Domestic | 0 | 0.11489 | 0.048473 | 0.15136 | 0.054483 | 0 | 0.11876 | 0.022443 | 0.010226 | 0.0085269 | 0.053488 | 0.022589 | 0.072646 | 0.029226 | 0 | 0.11002 | 0.062879 | 0.081996
LV Network Non-Domestic Non-CT | 0 | 0.12905 | 0.054444 | 0.16995 | 0.061177 | 0 | 0.13335 | 0.0252 | 0.011482 | 0.0095682 | 0.060077 | 0.025372 | 0.081571 | 0.032817 | 0 | 0.12354 | 0.070604 | 0.09207
LV HH Metered | 0 | 0.097248 | 0.041029 | 0.12809 | 0.046108 | 0 | 0.1005 | 0.018993 | 0.0086538 | 0.0072125 | 0.045273 | 0.01912 | 0.06148 | 0.024734 | 0 | 0.093113 | 0.053214 | 0.069392
LV Sub HH Metered | 0 | 0.094759 | 0.039978 | 0.12481 | 0.044928 | 0 | 0.097931 | 0.018507 | 0 | 0.0070279 | 0.044115 | 0.018631 | 0.059906 | 0.024101 | 0 | 0.090729 | 0.051852 | 0
HV HH Metered | 0 | 0.083107 | 0.034288 | 0.10335 | 0.028644 | 0 | 0.029487 | 0 | 0 | 0.0061761 | 0.038768 | 0.016372 | 0.052645 | 0.02118 | 0 | 0.079733 | 0 | 0
LV UMS (Pseudo HH Metered) | 0 | 0.10033 | 0.042329 | 0.13215 | 0.04757 | 0 | 0.10369 | 0.019596 | 0.0089282 | 0.0074412 | 0.046709 | 0.019726 | 0.063429 | 0.025518 | 0 | 0.096065 | 0.054901 | 0.071592
LV Generation Non-Intermittent | 0 | -0.081812 | -0.034516 | -0.10776 | -0.03879 | 0 | -0.084551 | -0.015979 | 0 | -0.0060677 | -0.038087 | -0.016085 | -0.051721 | -0.020808 | 0 | -0.078333 | -0.044767 | 0
LV Sub Generation Non-Intermittent | 0 | -0.07777 | -0.032811 | -0.10244 | -0.036873 | 0 | -0.080374 | 0 | 0 | -0.0057679 | -0.036206 | -0.01529 | -0.049166 | -0.01978 | 0 | -0.074463 | 0 | 0
HV Generation Non-Intermittent | 0 | -0.076494 | -0.03156 | -0.095124 | -0.026365 | 0 | 0 | 0 | 0 | -0.0056846 | -0.035683 | -0.01507 | -0.048456 | -0.019494 | 0 | 0 | 0 | 0
2905. Contributions to pay-as-you-go unit rate 3 (p/kWh)
Data sources:
x1 = 2462. Unit rate 3 pseudo load coefficient by network level (combined)
x2 = 2901. Unit cost at each level, £/kW/year (relative to system simultaneous maximum load)
x3 = 2012. Loss adjustment factors between end user meter reading and each network level, scaled by network use
x4 = 2804. Proportion of annual charge covered by contributions (for all charging levels)
x5 = 1010. Days in the charging year (in Financial and general assumptions)
Calculation =x1*x2*x3*(1-x4)*100/(24*x5)
| GSPs | Assets 132kV | Assets 132kV/EHV | Assets EHV | Assets EHV/HV | Assets 132kV/HV | Assets HV | Assets HV/LV | Assets LV circuits | Transmission exit | Operating 132kV | Operating 132kV/EHV | Operating EHV | Operating EHV/HV | Operating 132kV/HV | Operating HV | Operating HV/LV | Operating LV circuits
LV Network Domestic | 0 | 0.0046063 | 0.0019434 | 0.010994 | 0.0039572 | 0 | 0.0086257 | 0.0016301 | 0.00074271 | 0.0025843 | 0.0021444 | 0.00090564 | 0.0052765 | 0.0021228 | 0 | 0.0079913 | 0.004567 | 0.0059555
LV Network Non-Domestic Non-CT | 0 | 0.0051737 | 0.0021828 | 0.012344 | 0.0044434 | 0 | 0.0096854 | 0.0018304 | 0.00083396 | 0.0029 | 0.0024086 | 0.0010172 | 0.0059247 | 0.0023836 | 0 | 0.0089731 | 0.0051281 | 0.0066872
LV HH Metered | 0 | 0.0038989 | 0.0016449 | 0.0093037 | 0.003349 | 0 | 0.0072998 | 0.0013795 | 0.00062855 | 0.002186 | 0.0018151 | 0.00076656 | 0.0044654 | 0.0017965 | 0 | 0.006763 | 0.003865 | 0.0050401
LV Sub HH Metered | 0 | 0.0037991 | 0.0016028 | 0.0090655 | 0.0032632 | 0 | 0.0071129 | 0.0013442 | 0 | 0.00213 | 0.0017686 | 0.00074694 | 0.0043511 | 0.0017505 | 0 | 0.0065898 | 0.0037661 | 0
HV HH Metered | 0 | 0.0033319 | 0.0013747 | 0.0075064 | 0.0020805 | 0 | 0.0021417 | 0 | 0 | 0.0018719 | 0.0015543 | 0.00065641 | 0.0038237 | 0.0015383 | 0 | 0.0057912 | 0 | 0
LV UMS (Pseudo HH Metered) | 0 | 0.0040225 | 0.0016971 | 0.0095986 | 0.0034551 | 0 | 0.0075312 | 0.0014233 | 0.00064847 | 0.0022553 | 0.0018727 | 0.00079086 | 0.004607 | 0.0018534 | 0 | 0.0069774 | 0.0039876 | 0.0051999
LV Generation Non-Intermittent | 0 | -0.00328 | -0.0013838 | -0.0078269 | -0.0028174 | 0 | -0.0061411 | -0.0011606 | 0 | -0.001839 | -0.001527 | -0.00064488 | -0.0037566 | -0.0015113 | 0 | -0.0056895 | -0.0032515 | 0
LV Sub Generation Non-Intermittent | 0 | -0.003118 | -0.0013155 | -0.0074402 | -0.0026782 | 0 | -0.0058377 | 0 | 0 | -0.0017481 | -0.0014516 | -0.00061302 | -0.003571 | -0.0014367 | 0 | -0.0054084 | 0 | 0
HV Generation Non-Intermittent | 0 | -0.0030668 | -0.0012653 | -0.0069091 | -0.001915 | 0 | 0 | 0 | 0 | -0.0017229 | -0.0014306 | -0.00060417 | -0.0035195 | -0.0014159 | 0 | 0 | 0 | 0

## Standing
Allocation to standing charges for Northern Powergrid (Northeast) in 2017/18 (April 2017 - Final Charges)
This sheet reallocates some costs from unit charges to fixed or capacity charges, for demand users only.
3001. Costs based on aggregate maximum load (£/kW/year)
Data sources:
x1 = 2901. Unit cost at each level, £/kW/year (relative to system simultaneous maximum load)
x2 = 2612. Diversity allowances (including calculated LV value)
Calculation =x1/(1+x2)
| GSPs | Assets 132kV | Assets 132kV/EHV | Assets EHV | Assets EHV/HV | Assets 132kV/HV | Assets HV | Assets HV/LV | Assets LV circuits | Transmission exit | Operating 132kV | Operating 132kV/EHV | Operating EHV | Operating EHV/HV | Operating 132kV/HV | Operating HV | Operating HV/LV | Operating LV circuits
Costs based on aggregate maximum load (£/kW/year) | 0 | 3.7059 | 1.5682 | 5.5979 | 2.2632 | 0 | 6.421 | 3.7233 | 5.6955 | 4.4725 | 1.7235 | 0.72933 | 2.6035 | 1.0526 | 0 | 2.9863 | 1.7317 | 2.6489
3002. Capacity elements p/kVA/day
This calculation uses aggregate maximum load and no coincidence factor.
Data sources:
x1 = 2602. Standing charges factors adapted to use 132kV/HV
x2 = 2012. Loss adjustment factors between end user meter reading and each network level, scaled by network use
x3 = 3001. Costs based on aggregate maximum load (£/kW/year)
x4 = 1010. Power factor for all flows in the network model (in Financial and general assumptions)
x5 = 1010. Days in the charging year (in Financial and general assumptions)
x6 = 2804. Proportion of annual charge covered by contributions (for all charging levels)
Calculation =100*x1*x2*x3*x4/x5*(1-x6)
| GSPs | Assets 132kV | Assets 132kV/EHV | Assets EHV | Assets EHV/HV | Assets 132kV/HV | Assets HV | Assets HV/LV | Assets LV circuits | Transmission exit | Operating 132kV | Operating 132kV/EHV | Operating EHV | Operating EHV/HV | Operating 132kV/HV | Operating HV | Operating HV/LV | Operating LV circuits
Domestic Unrestricted | 0 | 0 | 0 | 0 | 0 | 0 | 0 | 0 | 0.085979 | 0 | 0 | 0 | 0 | 0 | 0 | 0 | 0 | 0.68944
Domestic Two Rate | 0 | 0 | 0 | 0 | 0 | 0 | 0 | 0 | 0.085979 | 0 | 0 | 0 | 0 | 0 | 0 | 0 | 0 | 0.68944
Domestic Off Peak (related MPAN) | 0 | 0 | 0 | 0 | 0 | 0 | 0 | 0 | 0.085979 | 0 | 0 | 0 | 0 | 0 | 0 | 0 | 0 | 0.68944
Small Non Domestic Unrestricted | 0 | 0 | 0 | 0 | 0 | 0 | 0 | 0 | 0.085979 | 0 | 0 | 0 | 0 | 0 | 0 | 0 | 0 | 0.68944
Small Non Domestic Two Rate | 0 | 0 | 0 | 0 | 0 | 0 | 0 | 0 | 0.085979 | 0 | 0 | 0 | 0 | 0 | 0 | 0 | 0 | 0.68944
Small Non Domestic Off Peak (related MPAN) | 0 | 0 | 0 | 0 | 0 | 0 | 0 | 0 | 0.085979 | 0 | 0 | 0 | 0 | 0 | 0 | 0 | 0 | 0.68944
LV Medium Non-Domestic | 0 | 0 | 0 | 0 | 0 | 0 | 0 | 0 | 0.085979 | 0 | 0 | 0 | 0 | 0 | 0 | 0 | 0 | 0.68944
LV Sub Medium Non-Domestic | 0 | 0 | 0 | 0 | 0 | 0 | 0 | 0.16087 | 0 | 0 | 0 | 0 | 0 | 0 | 0 | 0 | 0.45071 | 0
HV Medium Non-Domestic | 0 | 0 | 0 | 0.27 | 0.37417 | 0 | 0.28745 | 0 | 0 | 0 | 0 | 0 | 0.13754 | 0.27666 | 0 | 0.77725 | 0 | 0
LV Network Domestic | 0 | 0 | 0 | 0 | 0 | 0 | 0 | 0 | 0.085979 | 0 | 0 | 0 | 0 | 0 | 0 | 0 | 0 | 0.68944
LV Network Non-Domestic Non-CT | 0 | 0 | 0 | 0 | 0 | 0 | 0 | 0 | 0.085979 | 0 | 0 | 0 | 0 | 0 | 0 | 0 | 0 | 0.68944
LV HH Metered | 0 | 0 | 0 | 0 | 0 | 0 | 0.1791 | 0.16923 | 0.085979 | 0 | 0 | 0 | 0 | 0 | 0 | 0.16593 | 0.47413 | 0.68944
LV Sub HH Metered | 0 | 0 | 0 | 0 | 0 | 0 | 0.85124 | 0.16087 | 0 | 0 | 0 | 0 | 0 | 0 | 0 | 0.78864 | 0.45071 | 0
HV HH Metered | 0 | 0 | 0 | 0.27 | 0.37417 | 0 | 0.28745 | 0 | 0 | 0 | 0 | 0 | 0.13754 | 0.27666 | 0 | 0.77725 | 0 | 0
NHH UMS category A | 0 | 0 | 0 | 0 | 0 | 0 | 0 | 0 | 0 | 0 | 0 | 0 | 0 | 0 | 0 | 0 | 0 | 0
NHH UMS category B | 0 | 0 | 0 | 0 | 0 | 0 | 0 | 0 | 0 | 0 | 0 | 0 | 0 | 0 | 0 | 0 | 0 | 0
NHH UMS category C | 0 | 0 | 0 | 0 | 0 | 0 | 0 | 0 | 0 | 0 | 0 | 0 | 0 | 0 | 0 | 0 | 0 | 0
NHH UMS category D | 0 | 0 | 0 | 0 | 0 | 0 | 0 | 0 | 0 | 0 | 0 | 0 | 0 | 0 | 0 | 0 | 0 | 0
LV UMS (Pseudo HH Metered) | 0 | 0 | 0 | 0 | 0 | 0 | 0 | 0 | 0 | 0 | 0 | 0 | 0 | 0 | 0 | 0 | 0 | 0
3003. Yardstick components p/kWh (taking account of standing charges)
Data sources:
x1 = 2602. Standing charges factors adapted to use 132kV/HV
x2 = 2902. Pay-as-you-go yardstick unit costs by charging level (p/kWh)
Calculation =(1-x1)*x2
| GSPs | Assets 132kV | Assets 132kV/EHV | Assets EHV | Assets EHV/HV | Assets 132kV/HV | Assets HV | Assets HV/LV | Assets LV circuits | Transmission exit | Operating 132kV | Operating 132kV/EHV | Operating EHV | Operating EHV/HV | Operating 132kV/HV | Operating HV | Operating HV/LV | Operating LV circuits
Domestic Unrestricted | 0 | 0.11959 | 0.050453 | 0.21672 | 0.078011 | 0 | 0.17004 | 0.032135 | 0 | 0.12234 | 0.055673 | 0.023512 | 0.10402 | 0.041847 | 0 | 0.15754 | 0.090032 | 0
Domestic Two Rate | 0 | 0.073276 | 0.030915 | 0.13279 | 0.0478 | 0 | 0.10419 | 0.01969 | 0 | 0.074962 | 0.034113 | 0.014407 | 0.063736 | 0.025641 | 0 | 0.096529 | 0.055166 | 0
Domestic Off Peak (related MPAN) | 0 | 0 | 0 | 0 | 0 | 0 | 0 | 0 | 0 | 0 | 0 | 0 | 0 | 0 | 0 | 0 | 0 | 0
Small Non Domestic Unrestricted | 0 | 0.11054 | 0.046637 | 0.20033 | 0.07211 | 0 | 0.15718 | 0.029704 | 0 | 0.11309 | 0.051462 | 0.021734 | 0.09615 | 0.038682 | 0 | 0.14562 | 0.083222 | 0
Small Non Domestic Two Rate | 0 | 0.088342 | 0.037271 | 0.1601 | 0.057629 | 0 | 0.12561 | 0.023739 | 0 | 0.090375 | 0.041127 | 0.017369 | 0.07684 | 0.030914 | 0 | 0.11638 | 0.066509 | 0
Small Non Domestic Off Peak (related MPAN) | 0 | 0 | 0 | 0 | 0 | 0 | 0 | 0 | 0 | 0 | 0 | 0 | 0 | 0 | 0 | 0 | 0 | 0
LV Medium Non-Domestic | 0 | 0.093551 | 0.039469 | 0.16954 | 0.061026 | 0 | 0.13302 | 0.025138 | 0 | 0.095703 | 0.043552 | 0.018393 | 0.081371 | 0.032736 | 0 | 0.12324 | 0.07043 | 0
LV Sub Medium Non-Domestic | 0 | 0.10649 | 0.044928 | 0.19299 | 0.069468 | 0 | 0.15142 | 0 | 0 | 0.10894 | 0.049577 | 0.020937 | 0.092627 | 0.037265 | 0 | 0.14029 | 0 | 0
HV Medium Non-Domestic | 0 | 0.096801 | 0.039938 | 0.1325 | 0 | 0 | 0 | 0 | 0 | 0.099227 | 0.045156 | 0.01907 | 0.067494 | 0 | 0 | 0 | 0 | 0
LV Network Domestic | 0 | 0.11959 | 0.050453 | 0.21672 | 0.078011 | 0 | 0.17004 | 0.032135 | 0 | 0.12234 | 0.055673 | 0.023512 | 0.10402 | 0.041847 | 0 | 0.15754 | 0.090032 | 0
LV Network Non-Domestic Non-CT | 0 | 0.11054 | 0.046637 | 0.20033 | 0.07211 | 0 | 0.15718 | 0.029704 | 0 | 0.11309 | 0.051462 | 0.021734 | 0.09615 | 0.038682 | 0 | 0.14562 | 0.083222 | 0
LV HH Metered | 0 | 0.082887 | 0.03497 | 0.15021 | 0.05407 | 0 | 0.094287 | 0 | 0 | 0.084794 | 0.038588 | 0.016296 | 0.072096 | 0.029005 | 0 | 0.087353 | 0 | 0
LV Sub HH Metered | 0 | 0.074501 | 0.031432 | 0.13501 | 0.0486 | 0 | 0 | 0 | 0 | 0.076216 | 0.034684 | 0.014648 | 0.064802 | 0.02607 | 0 | 0 | 0 | 0
HV HH Metered | 0 | 0.06619 | 0.027308 | 0.090597 | 0 | 0 | 0 | 0 | 0 | 0.067849 | 0.030876 | 0.01304 | 0.04615 | 0 | 0 | 0 | 0 | 0
NHH UMS category A | 0 | 0.059219 | 0.024984 | 0.10732 | 0.038631 | 0 | 0.084204 | 0.015913 | 0.0072504 | 0.060582 | 0.027569 | 0.011643 | 0.051509 | 0.020723 | 0 | 0.078012 | 0.044584 | 0.058138
NHH UMS category B | 0 | 0.1253 | 0.052864 | 0.22707 | 0.081738 | 0 | 0.17817 | 0.03367 | 0.015341 | 0.12818 | 0.058333 | 0.024635 | 0.10899 | 0.043846 | 0 | 0.16506 | 0.094333 | 0.12301
NHH UMS category C | 0 | 0.22738 | 0.095931 | 0.41207 | 0.14833 | 0 | 0.32331 | 0.0611 | 0.027839 | 0.23261 | 0.10586 | 0.044705 | 0.19778 | 0.079567 | 0 | 0.29954 | 0.17118 | 0.22323
NHH UMS category D | 0 | 0 | 0 | 0 | 0 | 0 | 0 | 0 | 0 | 0 | 0 | 0 | 0 | 0 | 0 | 0 | 0 | 0
LV UMS (Pseudo HH Metered) | 0 | 0.14827 | 0.062556 | 0.2687 | 0.096723 | 0 | 0.21083 | 0.039843 | 0.018153 | 0.15168 | 0.069028 | 0.029152 | 0.12897 | 0.051885 | 0 | 0.19533 | 0.11163 | 0.14557
3004. Contributions to unit rate 1 p/kWh by network level (taking account of standing charges)
Data sources:
x1 = 2602. Standing charges factors adapted to use 132kV/HV
x2 = 2903. Contributions to pay-as-you-go unit rate 1 (p/kWh)
Calculation =(1-x1)*x2
| GSPs | Assets 132kV | Assets 132kV/EHV | Assets EHV | Assets EHV/HV | Assets 132kV/HV | Assets HV | Assets HV/LV | Assets LV circuits | Transmission exit | Operating 132kV | Operating 132kV/EHV | Operating EHV | Operating EHV/HV | Operating 132kV/HV | Operating HV | Operating HV/LV | Operating LV circuits
Domestic Unrestricted | 0 | 0.10668 | 0.045007 | 0.19804 | 0.071288 | 0 | 0.15539 | 0.029365 | 0 | 0.12062 | 0.049664 | 0.020974 | 0.095053 | 0.038241 | 0 | 0.14396 | 0.082273 | 0
Domestic Two Rate | 0 | 0.13133 | 0.05541 | 0.2438 | 0.087758 | 0 | 0.19129 | 0.03615 | 0 | 0.14997 | 0.061142 | 0.025822 | 0.11701 | 0.047076 | 0 | 0.17722 | 0.10128 | 0
Domestic Off Peak (related MPAN) | 0 | 0.019426 | 0.0081956 | 0.032218 | 0.011597 | 0 | 0.025279 | 0.0047772 | 0 | 0.010278 | 0.0090435 | 0.0038193 | 0.015463 | 0.006221 | 0 | 0.02342 | 0.013384 | 0
Small Non Domestic Unrestricted | 0 | 0.12482 | 0.05266 | 0.21769 | 0.07836 | 0 | 0.1708 | 0.032279 | 0 | 0.11372 | 0.058109 | 0.024541 | 0.10448 | 0.042034 | 0 | 0.15824 | 0.090435 | 0
Small Non Domestic Two Rate | 0 | 0.14578 | 0.061506 | 0.25801 | 0.092873 | 0 | 0.20244 | 0.038257 | 0 | 0.14221 | 0.06787 | 0.028663 | 0.12383 | 0.04982 | 0 | 0.18755 | 0.10718 | 0
Small Non Domestic Off Peak (related MPAN) | 0 | 0.018888 | 0.0079688 | 0.034597 | 0.012454 | 0 | 0.027146 | 0.00513 | 0 | 0.016264 | 0.0087932 | 0.0037136 | 0.016605 | 0.0066805 | 0 | 0.025149 | 0.014373 | 0
LV Medium Non-Domestic | 0 | 0.11613 | 0.048993 | 0.20639 | 0.074291 | 0 | 0.16193 | 0.030603 | 0 | 0.11373 | 0.054062 | 0.022832 | 0.099058 | 0.039852 | 0 | 0.15003 | 0.085739 | 0
LV Sub Medium Non-Domestic | 0 | 0.080529 | 0.033975 | 0.14366 | 0.051711 | 0 | 0.11272 | 0 | 0 | 0.080154 | 0.03749 | 0.015833 | 0.06895 | 0.027739 | 0 | 0.10443 | 0 | 0
HV Medium Non-Domestic | 0 | 0.079087 | 0.032629 | 0.10688 | 0 | 0 | 0 | 0 | 0 | 0.079704 | 0.036893 | 0.01558 | 0.054443 | 0 | 0 | 0 | 0 | 0
LV Network Domestic | 0 | 0.42997 | 0.18141 | 0.93513 | 0.33661 | 0 | 0.73372 | 0.13866 | 0 | 0.77943 | 0.20017 | 0.084537 | 0.44883 | 0.18057 | 0 | 0.67976 | 0.38848 | 0
LV Network Non-Domestic Non-CT | 0 | 0.48294 | 0.20375 | 1.05 | 0.37796 | 0 | 0.82386 | 0.15569 | 0 | 0.87461 | 0.22483 | 0.094951 | 0.50397 | 0.20275 | 0 | 0.76327 | 0.43621 | 0
LV HH Metered | 0 | 0.36394 | 0.15355 | 0.79139 | 0.28487 | 0 | 0.49675 | 0 | 0 | 0.65928 | 0.16943 | 0.071554 | 0.37983 | 0.15281 | 0 | 0.46022 | 0 | 0
LV Sub HH Metered | 0 | 0.35462 | 0.14962 | 0.77113 | 0.27758 | 0 | 0 | 0 | 0 | 0.6424 | 0.16509 | 0.069723 | 0.37011 | 0.1489 | 0 | 0 | 0 | 0
HV HH Metered | 0 | 0.31102 | 0.12832 | 0.5108 | 0 | 0 | 0 | 0 | 0 | 0.56454 | 0.14508 | 0.061272 | 0.2602 | 0 | 0 | 0 | 0 | 0
NHH UMS category A | 0 | 0.072449 | 0.030566 | 0.13099 | 0.047151 | 0 | 0.10278 | 0.019423 | 0.0088494 | 0.073495 | 0.033729 | 0.014244 | 0.062869 | 0.025293 | 0 | 0.095217 | 0.054416 | 0.07096
NHH UMS category B | 0 | 0.07417 | 0.031292 | 0.16174 | 0.05822 | 0 | 0.1269 | 0.023982 | 0.010927 | 0.12982 | 0.034529 | 0.014582 | 0.077629 | 0.031231 | 0 | 0.11757 | 0.067191 | 0.087619
NHH UMS category C | 0 | 0.13664 | 0.057648 | 0.2963 | 0.10666 | 0 | 0.23248 | 0.043935 | 0.020018 | 0.24159 | 0.063613 | 0.026865 | 0.14221 | 0.057213 | 0 | 0.21538 | 0.12309 | 0.16051
NHH UMS category D | 0 | 0.073582 | 0.031044 | 0.11153 | 0.040146 | 0 | 0.087507 | 0.016537 | 0.0075347 | 0.032406 | 0.034256 | 0.014467 | 0.053529 | 0.021535 | 0 | 0.081071 | 0.046332 | 0.060418
LV UMS (Pseudo HH Metered) | 0 | 0.93217 | 0.39328 | 2.201 | 0.79229 | 0 | 1.727 | 0.32637 | 0.1487 | 2.0413 | 0.43397 | 0.18327 | 1.0564 | 0.425 | 0 | 1.6 | 0.91438 | 1.1924
3005. Contributions to unit rate 2 p/kWh by network level (taking account of standing charges)
Data sources:
x1 = 2602. Standing charges factors adapted to use 132kV/HV
x2 = 2904. Contributions to pay-as-you-go unit rate 2 (p/kWh)
Calculation =(1-x1)*x2
| GSPs | Assets 132kV | Assets 132kV/EHV | Assets EHV | Assets EHV/HV | Assets 132kV/HV | Assets HV | Assets HV/LV | Assets LV circuits | Transmission exit | Operating 132kV | Operating 132kV/EHV | Operating EHV | Operating EHV/HV | Operating 132kV/HV | Operating HV | Operating HV/LV | Operating LV circuits
Domestic Two Rate | 0 | 0.005564 | 0.0023474 | 0.012561 | 0.0045214 | 0 | 0.0098554 | 0.0018625 | 0 | 0.0030442 | 0.0025903 | 0.0010939 | 0.0060287 | 0.0024254 | 0 | 0.0091306 | 0.0052181 | 0
Small Non Domestic Two Rate | 0 | 0.01029 | 0.0043413 | 0.02031 | 0.0073109 | 0 | 0.015936 | 0.0030116 | 0 | 0.0064131 | 0.0047904 | 0.0020231 | 0.0097481 | 0.0039218 | 0 | 0.014764 | 0.0084375 | 0
LV Medium Non-Domestic | 0 | 0.0056552 | 0.0023859 | 0.012429 | 0.0044738 | 0 | 0.0097516 | 0.0018429 | 0 | 0.0026855 | 0.0026328 | 0.0011119 | 0.0059652 | 0.0023999 | 0 | 0.0090345 | 0.0051632 | 0
LV Sub Medium Non-Domestic | 0 | 0.0066148 | 0.0027908 | 0.01189 | 0.00428 | 0 | 0.0093291 | 0 | 0 | 0.0019364 | 0.0030795 | 0.0013005 | 0.0057068 | 0.0022959 | 0 | 0.008643 | 0 | 0
HV Medium Non-Domestic | 0 | 0.0064115 | 0.0026452 | 0.0087419 | 0 | 0 | 0 | 0 | 0 | 0.0019034 | 0.0029908 | 0.0012631 | 0.0044531 | 0 | 0 | 0 | 0 | 0
LV Network Domestic | 0 | 0.11489 | 0.048473 | 0.15136 | 0.054483 | 0 | 0.11876 | 0.022443 | 0 | 0.0085269 | 0.053488 | 0.022589 | 0.072646 | 0.029226 | 0 | 0.11002 | 0.062879 | 0
LV Network Non-Domestic Non-CT | 0 | 0.12905 | 0.054444 | 0.16995 | 0.061177 | 0 | 0.13335 | 0.0252 | 0 | 0.0095682 | 0.060077 | 0.025372 | 0.081571 | 0.032817 | 0 | 0.12354 | 0.070604 | 0
LV HH Metered | 0 | 0.097248 | 0.041029 | 0.12809 | 0.046108 | 0 | 0.080403 | 0 | 0 | 0.0072125 | 0.045273 | 0.01912 | 0.06148 | 0.024734 | 0 | 0.07449 | 0 | 0
LV Sub HH Metered | 0 | 0.094759 | 0.039978 | 0.12481 | 0.044928 | 0 | 0 | 0 | 0 | 0.0070279 | 0.044115 | 0.018631 | 0.059906 | 0.024101 | 0 | 0 | 0 | 0
HV HH Metered | 0 | 0.083107 | 0.034288 | 0.082678 | 0 | 0 | 0 | 0 | 0 | 0.0061761 | 0.038768 | 0.016372 | 0.042116 | 0 | 0 | 0 | 0 | 0
LV UMS (Pseudo HH Metered) | 0 | 0.10033 | 0.042329 | 0.13215 | 0.04757 | 0 | 0.10369 | 0.019596 | 0.0089282 | 0.0074412 | 0.046709 | 0.019726 | 0.063429 | 0.025518 | 0 | 0.096065 | 0.054901 | 0.071592
3006. Contributions to unit rate 3 p/kWh by network level (taking account of standing charges)
Data sources:
x1 = 2602. Standing charges factors adapted to use 132kV/HV
x2 = 2905. Contributions to pay-as-you-go unit rate 3 (p/kWh)
Calculation =(1-x1)*x2
| GSPs | Assets 132kV | Assets 132kV/EHV | Assets EHV | Assets EHV/HV | Assets 132kV/HV | Assets HV | Assets HV/LV | Assets LV circuits | Transmission exit | Operating 132kV | Operating 132kV/EHV | Operating EHV | Operating EHV/HV | Operating 132kV/HV | Operating HV | Operating HV/LV | Operating LV circuits
LV Network Domestic | 0 | 0.0046063 | 0.0019434 | 0.010994 | 0.0039572 | 0 | 0.0086257 | 0.0016301 | 0 | 0.0025843 | 0.0021444 | 0.00090564 | 0.0052765 | 0.0021228 | 0 | 0.0079913 | 0.004567 | 0
LV Network Non-Domestic Non-CT | 0 | 0.0051737 | 0.0021828 | 0.012344 | 0.0044434 | 0 | 0.0096854 | 0.0018304 | 0 | 0.0029 | 0.0024086 | 0.0010172 | 0.0059247 | 0.0023836 | 0 | 0.0089731 | 0.0051281 | 0
LV HH Metered | 0 | 0.0038989 | 0.0016449 | 0.0093037 | 0.003349 | 0 | 0.0058398 | 0 | 0 | 0.002186 | 0.0018151 | 0.00076656 | 0.0044654 | 0.0017965 | 0 | 0.0054104 | 0 | 0
LV Sub HH Metered | 0 | 0.0037991 | 0.0016028 | 0.0090655 | 0.0032632 | 0 | 0 | 0 | 0 | 0.00213 | 0.0017686 | 0.00074694 | 0.0043511 | 0.0017505 | 0 | 0 | 0 | 0
HV HH Metered | 0 | 0.0033319 | 0.0013747 | 0.0060051 | 0 | 0 | 0 | 0 | 0 | 0.0018719 | 0.0015543 | 0.00065641 | 0.003059 | 0 | 0 | 0 | 0 | 0
LV UMS (Pseudo HH Metered) | 0 | 0.0040225 | 0.0016971 | 0.0095986 | 0.0034551 | 0 | 0.0075312 | 0.0014233 | 0.00064847 | 0.0022553 | 0.0018727 | 0.00079086 | 0.004607 | 0.0018534 | 0 | 0.0069774 | 0.0039876 | 0.0051999

## AggCap
Standing charges as fixed charges for Northern Powergrid (Northeast) in 2017/18 (April 2017 - Final Charges)
This sheet allocates standing charges to fixed charges for non half hourly settled demand users.
3101. Mapping of tariffs to tariff groups
| LV domestic and small non-domestic tariffs | LV medium non-domestic tariffs | LV substation aggregated tariffs | HV network aggregated tariffs
Domestic Unrestricted | 1 | 0 | 0 | 0
Domestic Two Rate | 1 | 0 | 0 | 0
Small Non Domestic Unrestricted | 1 | 0 | 0 | 0
Small Non Domestic Two Rate | 1 | 0 | 0 | 0
LV Medium Non-Domestic | 0 | 1 | 0 | 0
LV Sub Medium Non-Domestic | 0 | 0 | 1 | 0
HV Medium Non-Domestic | 0 | 0 | 0 | 1
LV Network Domestic | 1 | 0 | 0 | 0
LV Network Non-Domestic Non-CT | 1 | 0 | 0 | 0
3102. Capacity use for tariffs charged for capacity on an exit point basis
Data sources:
x1 = 2407. All units (MWh)
x2 = 1041. Load factor for each type of demand user (in Load profile data for demand users)
x3 = 1010. Days in the charging year (in Financial and general assumptions)
x4 = 2305. MPANs (in Equivalent volume for each end user)
Kind: | Calculation | Copy cells
Formula: | =x1/x2/(24*x3)*1000 | = x4
| Unit-based contributions to aggregate maximum load (kW) | MPANs
Domestic Unrestricted | 1172510.2876 | 1399048.2882
Domestic Two Rate | 203542.4312 | 88071.6631
Small Non Domestic Unrestricted | 242582.6192 | 76466.6953
Small Non Domestic Two Rate | 133539.3286 | 17521.1858
LV Medium Non-Domestic | 87.9896 | 2.2924
LV Sub Medium Non-Domestic | 0 | 0
HV Medium Non-Domestic | 0 | 0
LV Network Domestic | 0 | 0
LV Network Non-Domestic Non-CT | 186719.3701 | 9670.4851
3103. Aggregate capacity (kW)
Data sources:
x1 = 3101. Mapping of tariffs to tariff groups
x2 = 3102. Unit-based contributions to aggregate maximum load (kW) (in Capacity use for tariffs charged for capacity on an exit point basis)
Sum-product calculation =SUMPRODUCT(x1, x2)
| LV domestic and small non-domestic tariffs | LV medium non-domestic tariffs | LV substation aggregated tariffs | HV network aggregated tariffs
Aggregate capacity (kW) | 1938894.0367 | 87.9896 | 0 | 0
3104. Aggregate number of users charged for capacity on an exit point basis
Data sources:
x1 = 3101. Mapping of tariffs to tariff groups
x2 = 3102. MPANs (in Equivalent volume for each end user) (in Capacity use for tariffs charged for capacity on an exit point basis)
Sum-product calculation =SUMPRODUCT(x1, x2)
| LV domestic and small non-domestic tariffs | LV medium non-domestic tariffs | LV substation aggregated tariffs | HV network aggregated tariffs
Aggregate number of users charged for capacity on an exit point basis | 1590778.3175 | 2.2924 | 0 | 0
3105. Average maximum kVA by exit point
Data sources:
x1 = 3104. Aggregate number of users charged for capacity on an exit point basis
x2 = 3103. Aggregate capacity (kW)
x3 = 1010. Power factor for all flows in the network model (in Financial and general assumptions)
Calculation =IF(x1,x2/x1/x3,0)
| LV domestic and small non-domestic tariffs | LV medium non-domestic tariffs | LV substation aggregated tariffs | HV network aggregated tariffs
Average maximum kVA by exit point | 1.283 | 40.404 | 0 | 0
3106. Deemed average maximum kVA for each tariff
Data sources:
x1 = 3101. Mapping of tariffs to tariff groups
x2 = 3105. Average maximum kVA by exit point
Sum-product calculation =SUMPRODUCT(x1, x2)
Deemed average maximum kVA for each tariff
Domestic Unrestricted | 1.283
Domestic Two Rate | 1.283
Small Non Domestic Unrestricted | 1.283
Small Non Domestic Two Rate | 1.283
LV Medium Non-Domestic | 40.404
LV Sub Medium Non-Domestic | 0
HV Medium Non-Domestic | 0
LV Network Domestic | 1.283
LV Network Non-Domestic Non-CT | 1.283
3107. Capacity-driven fixed charge elements from standing charges factors p/MPAN/day
Data sources:
x1 = 3002. Capacity elements p/kVA/day
x2 = 3106. Deemed average maximum kVA for each tariff
Calculation =x1*x2
| GSPs | Assets 132kV | Assets 132kV/EHV | Assets EHV | Assets EHV/HV | Assets 132kV/HV | Assets HV | Assets HV/LV | Assets LV circuits | Transmission exit | Operating 132kV | Operating 132kV/EHV | Operating EHV | Operating EHV/HV | Operating 132kV/HV | Operating HV | Operating HV/LV | Operating LV circuits
Domestic Unrestricted | 0 | 0 | 0 | 0 | 0 | 0 | 0 | 0 | 0.11031 | 0 | 0 | 0 | 0 | 0 | 0 | 0 | 0 | 0.88454
Domestic Two Rate | 0 | 0 | 0 | 0 | 0 | 0 | 0 | 0 | 0.11031 | 0 | 0 | 0 | 0 | 0 | 0 | 0 | 0 | 0.88454
Small Non Domestic Unrestricted | 0 | 0 | 0 | 0 | 0 | 0 | 0 | 0 | 0.11031 | 0 | 0 | 0 | 0 | 0 | 0 | 0 | 0 | 0.88454
Small Non Domestic Two Rate | 0 | 0 | 0 | 0 | 0 | 0 | 0 | 0 | 0.11031 | 0 | 0 | 0 | 0 | 0 | 0 | 0 | 0 | 0.88454
LV Medium Non-Domestic | 0 | 0 | 0 | 0 | 0 | 0 | 0 | 0 | 3.4739 | 0 | 0 | 0 | 0 | 0 | 0 | 0 | 0 | 27.856
LV Sub Medium Non-Domestic | 0 | 0 | 0 | 0 | 0 | 0 | 0 | 0 | 0 | 0 | 0 | 0 | 0 | 0 | 0 | 0 | 0 | 0
HV Medium Non-Domestic | 0 | 0 | 0 | 0 | 0 | 0 | 0 | 0 | 0 | 0 | 0 | 0 | 0 | 0 | 0 | 0 | 0 | 0
LV Network Domestic | 0 | 0 | 0 | 0 | 0 | 0 | 0 | 0 | 0.11031 | 0 | 0 | 0 | 0 | 0 | 0 | 0 | 0 | 0.88454
LV Network Non-Domestic Non-CT | 0 | 0 | 0 | 0 | 0 | 0 | 0 | 0 | 0.11031 | 0 | 0 | 0 | 0 | 0 | 0 | 0 | 0 | 0.88454

## Reactive
Reactive power unit charges for Northern Powergrid (Northeast) in 2017/18 (April 2017 - Final Charges)
3201. Network use factors for generator reactive unit charges
These factors differ from the network use factors for active power charges/credits in the case of generators, who do not qualify
for active power credits at the voltage of connection but are charged reactive unit charges for costs caused at that voltage.
| GSPs | 132kV | 132kV/EHV | EHV | EHV/HV | 132kV/HV | HV | HV/LV | LV circuits
LV Generation Intermittent | 1 | 1 | 1 | 1 | 1 | 1 | 1 | 1 | 1
LV Generation Non-Intermittent | 1 | 1 | 1 | 1 | 1 | 1 | 1 | 1 | 1
LV Sub Generation Intermittent | 1 | 1 | 1 | 1 | 1 | 1 | 1 | 1 | 0
LV Sub Generation Non-Intermittent | 1 | 1 | 1 | 1 | 1 | 1 | 1 | 1 | 0
HV Generation Intermittent | 1 | 1 | 1 | 1 | 1 | 1 | 1 | 0 | 0
HV Generation Non-Intermittent | 1 | 1 | 1 | 1 | 1 | 1 | 1 | 0 | 0
3202. Standard components p/kWh for reactive power (absolute value)
Data sources:
x1 = 3003. Yardstick components p/kWh (taking account of standing charges)
Calculation =ABS(x1)
| GSPs | Assets 132kV | Assets 132kV/EHV | Assets EHV | Assets EHV/HV | Assets 132kV/HV | Assets HV | Assets HV/LV | Assets LV circuits | Transmission exit | Operating 132kV | Operating 132kV/EHV | Operating EHV | Operating EHV/HV | Operating 132kV/HV | Operating HV | Operating HV/LV | Operating LV circuits
LV HH Metered | 0 | 0.082887 | 0.03497 | 0.15021 | 0.05407 | 0 | 0.094287 | 0 | 0 | 0.084794 | 0.038588 | 0.016296 | 0.072096 | 0.029005 | 0 | 0.087353 | 0 | 0
LV Sub HH Metered | 0 | 0.074501 | 0.031432 | 0.13501 | 0.0486 | 0 | 0 | 0 | 0 | 0.076216 | 0.034684 | 0.014648 | 0.064802 | 0.02607 | 0 | 0 | 0 | 0
HV HH Metered | 0 | 0.06619 | 0.027308 | 0.090597 | 0 | 0 | 0 | 0 | 0 | 0.067849 | 0.030876 | 0.01304 | 0.04615 | 0 | 0 | 0 | 0 | 0
3203. Standard reactive p/kVArh
Data sources:
x1 = 3202. Standard components p/kWh for reactive power (absolute value)
x2 = 1092. Average kVAr by kVA, by network level
x3 = 1010. Power factor for all flows in the network model (in Financial and general assumptions)
Calculation =x1*x2*x3
| GSPs | Assets 132kV | Assets 132kV/EHV | Assets EHV | Assets EHV/HV | Assets 132kV/HV | Assets HV | Assets HV/LV | Assets LV circuits | Transmission exit | Operating 132kV | Operating 132kV/EHV | Operating EHV | Operating EHV/HV | Operating 132kV/HV | Operating HV | Operating HV/LV | Operating LV circuits
LV HH Metered | 0 | 0.0097252 | 0.0067692 | 0.029077 | 0.012635 | 0 | 0.022033 | 0 | 0 | 0.0099489 | 0.0045275 | 0.0031545 | 0.013956 | 0.0067779 | 0 | 0.020413 | 0 | 0
LV Sub HH Metered | 0 | 0.0087412 | 0.0060843 | 0.026135 | 0.011357 | 0 | 0 | 0 | 0 | 0.0089424 | 0.0040695 | 0.0028354 | 0.012544 | 0.0060921 | 0 | 0 | 0 | 0
HV HH Metered | 0 | 0.007766 | 0.0052861 | 0.017537 | 0 | 0 | 0 | 0 | 0 | 0.0079607 | 0.0036227 | 0.0025241 | 0.0089333 | 0 | 0 | 0 | 0 | 0
3204. Absolute value of load coefficient (kW peak / average kW)
Data sources:
x1 = 2302. Load coefficient
Calculation =ABS(x1)
Absolute load coefficient
LV Generation Intermittent | 1
LV Generation Non-Intermittent | 1
LV Sub Generation Intermittent | 1
LV Sub Generation Non-Intermittent | 1
HV Generation Intermittent | 1
HV Generation Non-Intermittent | 1
3205. Pay-as-you-go components p/kWh for reactive power (absolute value)
Data sources:
x1 = 2901. Unit cost at each level, £/kW/year (relative to system simultaneous maximum load)
x2 = 3204. Absolute value of load coefficient (kW peak / average kW)
x3 = 2001. Loss adjustment factor to transmission (in Loss adjustment factors to transmission)
x4 = 2004. Loss adjustment factor to transmission for each network level
x5 = 2804. Proportion of annual charge covered by contributions (for all charging levels)
x6 = 3201. Network use factors for generator reactive unit charges
x7 = 1010. Days in the charging year (in Financial and general assumptions)
Calculation =x1*x2*x3/x4*(1-x5)*x6/(24*x7)*100
| GSPs | Assets 132kV | Assets 132kV/EHV | Assets EHV | Assets EHV/HV | Assets 132kV/HV | Assets HV | Assets HV/LV | Assets LV circuits | Transmission exit | Operating 132kV | Operating 132kV/EHV | Operating EHV | Operating EHV/HV | Operating 132kV/HV | Operating HV | Operating HV/LV | Operating LV circuits
LV Generation Intermittent | 0 | 0.059219 | 0.024984 | 0.10732 | 0.038631 | 0 | 0.084204 | 0.015913 | 0.0072504 | 0.060582 | 0.027569 | 0.011643 | 0.051509 | 0.020723 | 0 | 0.078012 | 0.044584 | 0.058138
LV Generation Non-Intermittent | 0 | 0.059219 | 0.024984 | 0.10732 | 0.038631 | 0 | 0.084204 | 0.015913 | 0.0072504 | 0.060582 | 0.027569 | 0.011643 | 0.051509 | 0.020723 | 0 | 0.078012 | 0.044584 | 0.058138
LV Sub Generation Intermittent | 0 | 0.056293 | 0.02375 | 0.10202 | 0.036722 | 0 | 0.080044 | 0.015127 | 0 | 0.057589 | 0.026207 | 0.011068 | 0.048964 | 0.019699 | 0 | 0.074158 | 0.042381 | 0
LV Sub Generation Non-Intermittent | 0 | 0.056293 | 0.02375 | 0.10202 | 0.036722 | 0 | 0.080044 | 0.015127 | 0 | 0.057589 | 0.026207 | 0.011068 | 0.048964 | 0.019699 | 0 | 0.074158 | 0.042381 | 0
HV Generation Intermittent | 0 | 0.05537 | 0.022844 | 0.094734 | 0.026257 | 0 | 0.02703 | 0 | 0 | 0.056757 | 0.025829 | 0.010908 | 0.048257 | 0.019414 | 0 | 0.073087 | 0 | 0
HV Generation Non-Intermittent | 0 | 0.05537 | 0.022844 | 0.094734 | 0.026257 | 0 | 0.02703 | 0 | 0 | 0.056757 | 0.025829 | 0.010908 | 0.048257 | 0.019414 | 0 | 0.073087 | 0 | 0
3206. Pay-as-you-go reactive p/kVArh
Data sources:
x1 = 3205. Pay-as-you-go components p/kWh for reactive power (absolute value)
x2 = 1092. Average kVAr by kVA, by network level
x3 = 1010. Power factor for all flows in the network model (in Financial and general assumptions)
Calculation =x1*x2*x3
| GSPs | Assets 132kV | Assets 132kV/EHV | Assets EHV | Assets EHV/HV | Assets 132kV/HV | Assets HV | Assets HV/LV | Assets LV circuits | Transmission exit | Operating 132kV | Operating 132kV/EHV | Operating EHV | Operating EHV/HV | Operating 132kV/HV | Operating HV | Operating HV/LV | Operating LV circuits
LV Generation Intermittent | 0 | 0.0069482 | 0.0048363 | 0.020774 | 0.0090273 | 0 | 0.019677 | 0.0037186 | 0 | 0.0071081 | 0.0032347 | 0.0022538 | 0.0099707 | 0.0048425 | 0 | 0.01823 | 0.010418 | 0
LV Generation Non-Intermittent | 0 | 0.0069482 | 0.0048363 | 0.020774 | 0.0090273 | 0 | 0.019677 | 0.0037186 | 0 | 0.0071081 | 0.0032347 | 0.0022538 | 0.0099707 | 0.0048425 | 0 | 0.01823 | 0.010418 | 0
LV Sub Generation Intermittent | 0 | 0.0066049 | 0.0045973 | 0.019748 | 0.0085813 | 0 | 0.018705 | 0.0035349 | 0 | 0.0067569 | 0.0030749 | 0.0021424 | 0.0094781 | 0.0046032 | 0 | 0.017329 | 0.0099036 | 0
LV Sub Generation Non-Intermittent | 0 | 0.0066049 | 0.0045973 | 0.019748 | 0.0085813 | 0 | 0.018705 | 0.0035349 | 0 | 0.0067569 | 0.0030749 | 0.0021424 | 0.0094781 | 0.0046032 | 0 | 0.017329 | 0.0099036 | 0
HV Generation Intermittent | 0 | 0.0064965 | 0.004422 | 0.018338 | 0.0061358 | 0 | 0.0063163 | 0 | 0 | 0.0066593 | 0.0030305 | 0.0021115 | 0.0093412 | 0.0045368 | 0 | 0.017079 | 0 | 0
HV Generation Non-Intermittent | 0 | 0.0064965 | 0.004422 | 0.018338 | 0.0061358 | 0 | 0.0063163 | 0 | 0 | 0.0066593 | 0.0030305 | 0.0021115 | 0.0093412 | 0.0045368 | 0 | 0.017079 | 0 | 0

## Aggreg
Aggregation for Northern Powergrid (Northeast) in 2017/18 (April 2017 - Final Charges)
This sheet aggregates elements of tariffs excluding revenue matching and final adjustments and rounding.
3301. Unit rate 1 p/kWh (elements)
Data sources:
x1 = 3004. Unit rate 1 total p/kWh (taking account of standing charges) — for Tariffs with Unit rate 1 p/kWh from Standard 1 kWh
x2 = 2903. Pay-as-you-go unit rate 1 (p/kWh) — for Tariffs with Unit rate 1 p/kWh from PAYG 1 kWh
x3 = 2903. Pay-as-you-go unit rate 1 (p/kWh) — for Tariffs with Unit rate 1 p/kWh from PAYG 1 kWh & customer
x4 = 2902. Pay-as-you-go yardstick unit rate (p/kWh) — for Tariffs with Unit rate 1 p/kWh from PAYG yardstick kWh
x5 = 2203. LV unmetered service model asset charge (p/kWh) — for Tariffs with Unit rate 1 p/kWh from PAYG 1 kWh & customer
x6 = 2712. Operating expenditure for unmetered customer assets (p/kWh) — for Tariffs with Unit rate 1 p/kWh from PAYG 1 kWh & customer
Combine tables = x1 or x2 or x3 or x4 or x5 or x6
| GSPs | Assets 132kV | Assets 132kV/EHV | Assets EHV | Assets EHV/HV | Assets 132kV/HV | Assets HV | Assets HV/LV | Assets LV circuits | Assets LV customer | Assets HV customer | Transmission exit | Operating 132kV | Operating 132kV/EHV | Operating EHV | Operating EHV/HV | Operating 132kV/HV | Operating HV | Operating HV/LV | Operating LV circuits | Operating LV customer | Operating HV customer
Domestic Unrestricted | 0 | 0.10668 | 0.045007 | 0.19804 | 0.071288 | 0 | 0.15539 | 0.029365 | 0 |  |  | 0.12062 | 0.049664 | 0.020974 | 0.095053 | 0.038241 | 0 | 0.14396 | 0.082273 | 0
Domestic Two Rate | 0 | 0.13133 | 0.05541 | 0.2438 | 0.087758 | 0 | 0.19129 | 0.03615 | 0 |  |  | 0.14997 | 0.061142 | 0.025822 | 0.11701 | 0.047076 | 0 | 0.17722 | 0.10128 | 0
Domestic Off Peak (related MPAN) | 0 | 0.019426 | 0.0081956 | 0.032218 | 0.011597 | 0 | 0.025279 | 0.0047772 | 0 |  |  | 0.010278 | 0.0090435 | 0.0038193 | 0.015463 | 0.006221 | 0 | 0.02342 | 0.013384 | 0
Small Non Domestic Unrestricted | 0 | 0.12482 | 0.05266 | 0.21769 | 0.07836 | 0 | 0.1708 | 0.032279 | 0 |  |  | 0.11372 | 0.058109 | 0.024541 | 0.10448 | 0.042034 | 0 | 0.15824 | 0.090435 | 0
Small Non Domestic Two Rate | 0 | 0.14578 | 0.061506 | 0.25801 | 0.092873 | 0 | 0.20244 | 0.038257 | 0 |  |  | 0.14221 | 0.06787 | 0.028663 | 0.12383 | 0.04982 | 0 | 0.18755 | 0.10718 | 0
Small Non Domestic Off Peak (related MPAN) | 0 | 0.018888 | 0.0079688 | 0.034597 | 0.012454 | 0 | 0.027146 | 0.00513 | 0 |  |  | 0.016264 | 0.0087932 | 0.0037136 | 0.016605 | 0.0066805 | 0 | 0.025149 | 0.014373 | 0
LV Medium Non-Domestic | 0 | 0.11613 | 0.048993 | 0.20639 | 0.074291 | 0 | 0.16193 | 0.030603 | 0 |  |  | 0.11373 | 0.054062 | 0.022832 | 0.099058 | 0.039852 | 0 | 0.15003 | 0.085739 | 0
LV Sub Medium Non-Domestic | 0 | 0.080529 | 0.033975 | 0.14366 | 0.051711 | 0 | 0.11272 | 0 | 0 |  |  | 0.080154 | 0.03749 | 0.015833 | 0.06895 | 0.027739 | 0 | 0.10443 | 0 | 0
HV Medium Non-Domestic | 0 | 0.079087 | 0.032629 | 0.10688 | 0 | 0 | 0 | 0 | 0 |  |  | 0.079704 | 0.036893 | 0.01558 | 0.054443 | 0 | 0 | 0 | 0 | 0
LV Network Domestic | 0 | 0.42997 | 0.18141 | 0.93513 | 0.33661 | 0 | 0.73372 | 0.13866 | 0 |  |  | 0.77943 | 0.20017 | 0.084537 | 0.44883 | 0.18057 | 0 | 0.67976 | 0.38848 | 0
LV Network Non-Domestic Non-CT | 0 | 0.48294 | 0.20375 | 1.05 | 0.37796 | 0 | 0.82386 | 0.15569 | 0 |  |  | 0.87461 | 0.22483 | 0.094951 | 0.50397 | 0.20275 | 0 | 0.76327 | 0.43621 | 0
LV HH Metered | 0 | 0.36394 | 0.15355 | 0.79139 | 0.28487 | 0 | 0.49675 | 0 | 0 |  |  | 0.65928 | 0.16943 | 0.071554 | 0.37983 | 0.15281 | 0 | 0.46022 | 0 | 0
LV Sub HH Metered | 0 | 0.35462 | 0.14962 | 0.77113 | 0.27758 | 0 | 0 | 0 | 0 |  |  | 0.6424 | 0.16509 | 0.069723 | 0.37011 | 0.1489 | 0 | 0 | 0 | 0
HV HH Metered | 0 | 0.31102 | 0.12832 | 0.5108 | 0 | 0 | 0 | 0 | 0 |  |  | 0.56454 | 0.14508 | 0.061272 | 0.2602 | 0 | 0 | 0 | 0 | 0
NHH UMS category A | 0 | 0.072449 | 0.030566 | 0.13099 | 0.047151 | 0 | 0.10278 | 0.019423 | 0.0088494 |  |  | 0.073495 | 0.033729 | 0.014244 | 0.062869 | 0.025293 | 0 | 0.095217 | 0.054416 | 0.07096 | 0
NHH UMS category B | 0 | 0.07417 | 0.031292 | 0.16174 | 0.05822 | 0 | 0.1269 | 0.023982 | 0.010927 |  |  | 0.12982 | 0.034529 | 0.014582 | 0.077629 | 0.031231 | 0 | 0.11757 | 0.067191 | 0.087619 | 0
NHH UMS category C | 0 | 0.13664 | 0.057648 | 0.2963 | 0.10666 | 0 | 0.23248 | 0.043935 | 0.020018 |  |  | 0.24159 | 0.063613 | 0.026865 | 0.14221 | 0.057213 | 0 | 0.21538 | 0.12309 | 0.16051 | 0
NHH UMS category D | 0 | 0.073582 | 0.031044 | 0.11153 | 0.040146 | 0 | 0.087507 | 0.016537 | 0.0075347 |  |  | 0.032406 | 0.034256 | 0.014467 | 0.053529 | 0.021535 | 0 | 0.081071 | 0.046332 | 0.060418 | 0
LV UMS (Pseudo HH Metered) | 0 | 0.93217 | 0.39328 | 2.201 | 0.79229 | 0 | 1.727 | 0.32637 | 0.1487 |  |  | 2.0413 | 0.43397 | 0.18327 | 1.0564 | 0.425 | 0 | 1.6 | 0.91438 | 1.1924 | 0
LV Generation NHH or Aggregate HH | 0 | -0.059219 | -0.024984 | -0.10732 | -0.038631 | 0 | -0.084204 | -0.015913 | 0 |  |  | -0.060582 | -0.027569 | -0.011643 | -0.051509 | -0.020723 | 0 | -0.078012 | -0.044584 | 0
LV Sub Generation NHH | 0 | -0.056293 | -0.02375 | -0.10202 | -0.036722 | 0 | -0.080044 | 0 | 0 |  |  | -0.057589 | -0.026207 | -0.011068 | -0.048964 | -0.019699 | 0 | -0.074158 | 0 | 0
LV Generation Intermittent | 0 | -0.059219 | -0.024984 | -0.10732 | -0.038631 | 0 | -0.084204 | -0.015913 | 0 |  |  | -0.060582 | -0.027569 | -0.011643 | -0.051509 | -0.020723 | 0 | -0.078012 | -0.044584 | 0
LV Generation Non-Intermittent | 0 | -0.30617 | -0.12917 | -0.66577 | -0.23965 | 0 | -0.52238 | -0.098719 | 0 |  |  | -0.55463 | -0.14254 | -0.060197 | -0.31955 | -0.12856 | 0 | -0.48396 | -0.27658 | 0
LV Sub Generation Intermittent | 0 | -0.056293 | -0.02375 | -0.10202 | -0.036722 | 0 | -0.080044 | 0 | 0 |  |  | -0.057589 | -0.026207 | -0.011068 | -0.048964 | -0.019699 | 0 | -0.074158 | 0 | 0
LV Sub Generation Non-Intermittent | 0 | -0.29105 | -0.12279 | -0.63288 | -0.22781 | 0 | -0.49657 | 0 | 0 |  |  | -0.52723 | -0.1355 | -0.057223 | -0.30376 | -0.1222 | 0 | -0.46005 | 0 | 0
HV Generation Intermittent | 0 | -0.05537 | -0.022844 | -0.094734 | -0.026257 | 0 | 0 | 0 | 0 |  |  | -0.056757 | -0.025829 | -0.010908 | -0.048257 | -0.019414 | 0 | 0 | 0 | 0
HV Generation Non-Intermittent | 0 | -0.28627 | -0.11811 | -0.5877 | -0.16289 | 0 | 0 | 0 | 0 |  |  | -0.51962 | -0.13354 | -0.056397 | -0.29937 | -0.12044 | 0 | 0 | 0 | 0
3302. Unit rate 2 p/kWh (elements)
Data sources:
x1 = 3005. Unit rate 2 total p/kWh (taking account of standing charges) — for Tariffs with Unit rate 2 p/kWh from Standard 2 kWh
x2 = 2904. Pay-as-you-go unit rate 2 (p/kWh) — for Tariffs with Unit rate 2 p/kWh from PAYG 2 kWh
x3 = 2904. Pay-as-you-go unit rate 2 (p/kWh) — for Tariffs with Unit rate 2 p/kWh from PAYG 2 kWh & customer
x4 = 2203. LV unmetered service model asset charge (p/kWh) — for Tariffs with Unit rate 2 p/kWh from PAYG 2 kWh & customer
x5 = 2712. Operating expenditure for unmetered customer assets (p/kWh) — for Tariffs with Unit rate 2 p/kWh from PAYG 2 kWh & customer
Combine tables = x1 or x2 or x3 or x4 or x5
| GSPs | Assets 132kV | Assets 132kV/EHV | Assets EHV | Assets EHV/HV | Assets 132kV/HV | Assets HV | Assets HV/LV | Assets LV circuits | Assets LV customer | Assets HV customer | Transmission exit | Operating 132kV | Operating 132kV/EHV | Operating EHV | Operating EHV/HV | Operating 132kV/HV | Operating HV | Operating HV/LV | Operating LV circuits | Operating LV customer | Operating HV customer
Domestic Unrestricted
Domestic Two Rate | 0 | 0.005564 | 0.0023474 | 0.012561 | 0.0045214 | 0 | 0.0098554 | 0.0018625 | 0 |  |  | 0.0030442 | 0.0025903 | 0.0010939 | 0.0060287 | 0.0024254 | 0 | 0.0091306 | 0.0052181 | 0
Domestic Off Peak (related MPAN)
Small Non Domestic Unrestricted
Small Non Domestic Two Rate | 0 | 0.01029 | 0.0043413 | 0.02031 | 0.0073109 | 0 | 0.015936 | 0.0030116 | 0 |  |  | 0.0064131 | 0.0047904 | 0.0020231 | 0.0097481 | 0.0039218 | 0 | 0.014764 | 0.0084375 | 0
Small Non Domestic Off Peak (related MPAN)
LV Medium Non-Domestic | 0 | 0.0056552 | 0.0023859 | 0.012429 | 0.0044738 | 0 | 0.0097516 | 0.0018429 | 0 |  |  | 0.0026855 | 0.0026328 | 0.0011119 | 0.0059652 | 0.0023999 | 0 | 0.0090345 | 0.0051632 | 0
LV Sub Medium Non-Domestic | 0 | 0.0066148 | 0.0027908 | 0.01189 | 0.00428 | 0 | 0.0093291 | 0 | 0 |  |  | 0.0019364 | 0.0030795 | 0.0013005 | 0.0057068 | 0.0022959 | 0 | 0.008643 | 0 | 0
HV Medium Non-Domestic | 0 | 0.0064115 | 0.0026452 | 0.0087419 | 0 | 0 | 0 | 0 | 0 |  |  | 0.0019034 | 0.0029908 | 0.0012631 | 0.0044531 | 0 | 0 | 0 | 0 | 0
LV Network Domestic | 0 | 0.11489 | 0.048473 | 0.15136 | 0.054483 | 0 | 0.11876 | 0.022443 | 0 |  |  | 0.0085269 | 0.053488 | 0.022589 | 0.072646 | 0.029226 | 0 | 0.11002 | 0.062879 | 0
LV Network Non-Domestic Non-CT | 0 | 0.12905 | 0.054444 | 0.16995 | 0.061177 | 0 | 0.13335 | 0.0252 | 0 |  |  | 0.0095682 | 0.060077 | 0.025372 | 0.081571 | 0.032817 | 0 | 0.12354 | 0.070604 | 0
LV HH Metered | 0 | 0.097248 | 0.041029 | 0.12809 | 0.046108 | 0 | 0.080403 | 0 | 0 |  |  | 0.0072125 | 0.045273 | 0.01912 | 0.06148 | 0.024734 | 0 | 0.07449 | 0 | 0
LV Sub HH Metered | 0 | 0.094759 | 0.039978 | 0.12481 | 0.044928 | 0 | 0 | 0 | 0 |  |  | 0.0070279 | 0.044115 | 0.018631 | 0.059906 | 0.024101 | 0 | 0 | 0 | 0
HV HH Metered | 0 | 0.083107 | 0.034288 | 0.082678 | 0 | 0 | 0 | 0 | 0 |  |  | 0.0061761 | 0.038768 | 0.016372 | 0.042116 | 0 | 0 | 0 | 0 | 0
NHH UMS category A
NHH UMS category B
NHH UMS category C
NHH UMS category D
LV UMS (Pseudo HH Metered) | 0 | 0.10033 | 0.042329 | 0.13215 | 0.04757 | 0 | 0.10369 | 0.019596 | 0.0089282 |  |  | 0.0074412 | 0.046709 | 0.019726 | 0.063429 | 0.025518 | 0 | 0.096065 | 0.054901 | 0.071592 | 0
LV Generation NHH or Aggregate HH
LV Sub Generation NHH
LV Generation Intermittent
LV Generation Non-Intermittent | 0 | -0.081812 | -0.034516 | -0.10776 | -0.03879 | 0 | -0.084551 | -0.015979 | 0 |  |  | -0.0060677 | -0.038087 | -0.016085 | -0.051721 | -0.020808 | 0 | -0.078333 | -0.044767 | 0
LV Sub Generation Intermittent
LV Sub Generation Non-Intermittent | 0 | -0.07777 | -0.032811 | -0.10244 | -0.036873 | 0 | -0.080374 | 0 | 0 |  |  | -0.0057679 | -0.036206 | -0.01529 | -0.049166 | -0.01978 | 0 | -0.074463 | 0 | 0
HV Generation Intermittent
HV Generation Non-Intermittent | 0 | -0.076494 | -0.03156 | -0.095124 | -0.026365 | 0 | 0 | 0 | 0 |  |  | -0.0056846 | -0.035683 | -0.01507 | -0.048456 | -0.019494 | 0 | 0 | 0 | 0
3303. Unit rate 3 p/kWh (elements)
Data sources:
x1 = 3006. Unit rate 3 total p/kWh (taking account of standing charges) — for Tariffs with Unit rate 3 p/kWh from Standard 3 kWh
x2 = 2905. Pay-as-you-go unit rate 3 (p/kWh) — for Tariffs with Unit rate 3 p/kWh from PAYG 3 kWh
x3 = 2905. Pay-as-you-go unit rate 3 (p/kWh) — for Tariffs with Unit rate 3 p/kWh from PAYG 3 kWh & customer
x4 = 2203. LV unmetered service model asset charge (p/kWh) — for Tariffs with Unit rate 3 p/kWh from PAYG 3 kWh & customer
x5 = 2712. Operating expenditure for unmetered customer assets (p/kWh) — for Tariffs with Unit rate 3 p/kWh from PAYG 3 kWh & customer
Combine tables = x1 or x2 or x3 or x4 or x5
| GSPs | Assets 132kV | Assets 132kV/EHV | Assets EHV | Assets EHV/HV | Assets 132kV/HV | Assets HV | Assets HV/LV | Assets LV circuits | Assets LV customer | Assets HV customer | Transmission exit | Operating 132kV | Operating 132kV/EHV | Operating EHV | Operating EHV/HV | Operating 132kV/HV | Operating HV | Operating HV/LV | Operating LV circuits | Operating LV customer | Operating HV customer
Domestic Unrestricted
Domestic Two Rate
Domestic Off Peak (related MPAN)
Small Non Domestic Unrestricted
Small Non Domestic Two Rate
Small Non Domestic Off Peak (related MPAN)
LV Medium Non-Domestic
LV Sub Medium Non-Domestic
HV Medium Non-Domestic
LV Network Domestic | 0 | 0.0046063 | 0.0019434 | 0.010994 | 0.0039572 | 0 | 0.0086257 | 0.0016301 | 0 |  |  | 0.0025843 | 0.0021444 | 0.00090564 | 0.0052765 | 0.0021228 | 0 | 0.0079913 | 0.004567 | 0
LV Network Non-Domestic Non-CT | 0 | 0.0051737 | 0.0021828 | 0.012344 | 0.0044434 | 0 | 0.0096854 | 0.0018304 | 0 |  |  | 0.0029 | 0.0024086 | 0.0010172 | 0.0059247 | 0.0023836 | 0 | 0.0089731 | 0.0051281 | 0
LV HH Metered | 0 | 0.0038989 | 0.0016449 | 0.0093037 | 0.003349 | 0 | 0.0058398 | 0 | 0 |  |  | 0.002186 | 0.0018151 | 0.00076656 | 0.0044654 | 0.0017965 | 0 | 0.0054104 | 0 | 0
LV Sub HH Metered | 0 | 0.0037991 | 0.0016028 | 0.0090655 | 0.0032632 | 0 | 0 | 0 | 0 |  |  | 0.00213 | 0.0017686 | 0.00074694 | 0.0043511 | 0.0017505 | 0 | 0 | 0 | 0
HV HH Metered | 0 | 0.0033319 | 0.0013747 | 0.0060051 | 0 | 0 | 0 | 0 | 0 |  |  | 0.0018719 | 0.0015543 | 0.00065641 | 0.003059 | 0 | 0 | 0 | 0 | 0
NHH UMS category A
NHH UMS category B
NHH UMS category C
NHH UMS category D
LV UMS (Pseudo HH Metered) | 0 | 0.0040225 | 0.0016971 | 0.0095986 | 0.0034551 | 0 | 0.0075312 | 0.0014233 | 0.00064847 |  |  | 0.0022553 | 0.0018727 | 0.00079086 | 0.004607 | 0.0018534 | 0 | 0.0069774 | 0.0039876 | 0.0051999 | 0
LV Generation NHH or Aggregate HH
LV Sub Generation NHH
LV Generation Intermittent
LV Generation Non-Intermittent | 0 | -0.00328 | -0.0013838 | -0.0078269 | -0.0028174 | 0 | -0.0061411 | -0.0011606 | 0 |  |  | -0.001839 | -0.001527 | -0.00064488 | -0.0037566 | -0.0015113 | 0 | -0.0056895 | -0.0032515 | 0
LV Sub Generation Intermittent
LV Sub Generation Non-Intermittent | 0 | -0.003118 | -0.0013155 | -0.0074402 | -0.0026782 | 0 | -0.0058377 | 0 | 0 |  |  | -0.0017481 | -0.0014516 | -0.00061302 | -0.003571 | -0.0014367 | 0 | -0.0054084 | 0 | 0
HV Generation Intermittent
HV Generation Non-Intermittent | 0 | -0.0030668 | -0.0012653 | -0.0069091 | -0.001915 | 0 | 0 | 0 | 0 |  |  | -0.0017229 | -0.0014306 | -0.00060417 | -0.0035195 | -0.0014159 | 0 | 0 | 0 | 0
3304. Fixed charge p/MPAN/day (elements)
Data sources:
x1 = 3107. Fixed charge from standing charges factors p/MPAN/day — for Tariffs with Fixed charge p/MPAN/day from Fixed from network & customer
x2 = 2206. Service model p/MPAN/day (in Replacement annuities for service models) — for Tariffs with Fixed charge p/MPAN/day from Customer
x3 = 2206. Service model p/MPAN/day (in Replacement annuities for service models) — for Tariffs with Fixed charge p/MPAN/day from Fixed from network & customer
x4 = 2711. Operating expenditure for customer assets p/MPAN/day total (in Operating expenditure for customer assets p/MPAN/day) — for Tariffs with Fixed charge p/MPAN/day from Customer
x5 = 2711. Operating expenditure for customer assets p/MPAN/day total (in Operating expenditure for customer assets p/MPAN/day) — for Tariffs with Fixed charge p/MPAN/day from Fixed from network & customer
Combine tables = x1 or x2 or x3 or x4 or x5
| GSPs | Assets 132kV | Assets 132kV/EHV | Assets EHV | Assets EHV/HV | Assets 132kV/HV | Assets HV | Assets HV/LV | Assets LV circuits | Assets LV customer | Assets HV customer | Transmission exit | Operating 132kV | Operating 132kV/EHV | Operating EHV | Operating EHV/HV | Operating 132kV/HV | Operating HV | Operating HV/LV | Operating LV circuits | Operating LV customer | Operating HV customer
Domestic Unrestricted | 0 | 0 | 0 | 0 | 0 | 0 | 0 | 0 | 0.11031 | 0 | 0 | 0 | 0 | 0 | 0 | 0 | 0 | 0 | 0 | 0.88454 | 3.8949 | 0
Domestic Two Rate | 0 | 0 | 0 | 0 | 0 | 0 | 0 | 0 | 0.11031 | 0 | 0 | 0 | 0 | 0 | 0 | 0 | 0 | 0 | 0 | 0.88454 | 3.8949 | 0
Domestic Off Peak (related MPAN)
Small Non Domestic Unrestricted | 0 | 0 | 0 | 0 | 0 | 0 | 0 | 0 | 0.11031 | 0 | 0 | 0 | 0 | 0 | 0 | 0 | 0 | 0 | 0 | 0.88454 | 4.2909 | 0
Small Non Domestic Two Rate | 0 | 0 | 0 | 0 | 0 | 0 | 0 | 0 | 0.11031 | 0 | 0 | 0 | 0 | 0 | 0 | 0 | 0 | 0 | 0 | 0.88454 | 4.2909 | 0
Small Non Domestic Off Peak (related MPAN)
LV Medium Non-Domestic | 0 | 0 | 0 | 0 | 0 | 0 | 0 | 0 | 3.4739 | 0 | 0 | 0 | 0 | 0 | 0 | 0 | 0 | 0 | 0 | 27.856 | 14.1271 | 0
LV Sub Medium Non-Domestic | 0 | 0 | 0 | 0 | 0 | 0 | 0 | 0 | 0 | 0 | 0 | 0 | 0 | 0 | 0 | 0 | 0 | 0 | 0 | 0 | 14.4242 | 0
HV Medium Non-Domestic | 0 | 0 | 0 | 0 | 0 | 0 | 0 | 0 | 0 | 0 | 0 | 0 | 0 | 0 | 0 | 0 | 0 | 0 | 0 | 0 | 0 | 150.3811
LV Network Domestic | 0 | 0 | 0 | 0 | 0 | 0 | 0 | 0 | 0.11031 | 0 | 0 | 0 | 0 | 0 | 0 | 0 | 0 | 0 | 0 | 0.88454 | 3.8949 | 0
LV Network Non-Domestic Non-CT | 0 | 0 | 0 | 0 | 0 | 0 | 0 | 0 | 0.11031 | 0 | 0 | 0 | 0 | 0 | 0 | 0 | 0 | 0 | 0 | 0.88454 | 4.2909 | 0
LV HH Metered | [9 empty] | 0 | 0 | [9 empty] | 14.1271 | 0
LV Sub HH Metered | [9 empty] | 0 | 0 | [9 empty] | 14.4242 | 0
HV HH Metered | [9 empty] | 0 | 0 | [9 empty] | 0 | 150.3811
NHH UMS category A
NHH UMS category B
NHH UMS category C
NHH UMS category D
LV UMS (Pseudo HH Metered)
LV Generation NHH or Aggregate HH | [9 empty] | 0 | 0 | [9 empty] | 0 | 0
LV Sub Generation NHH | [9 empty] | 0 | 0 | [9 empty] | 0 | 0
LV Generation Intermittent | [9 empty] | 0 | 0 | [9 empty] | 0 | 0
LV Generation Non-Intermittent | [9 empty] | 0 | 0 | [9 empty] | 0 | 0
LV Sub Generation Intermittent | [9 empty] | 0 | 0 | [9 empty] | 0 | 0
LV Sub Generation Non-Intermittent | [9 empty] | 0 | 0 | [9 empty] | 0 | 0
HV Generation Intermittent | [9 empty] | 0 | 0 | [9 empty] | 0 | 58.3385
HV Generation Non-Intermittent | [9 empty] | 0 | 0 | [9 empty] | 0 | 58.3385
3305. Capacity charge p/kVA/day (elements)
Data sources:
x1 = 3002. Capacity charge p/kVA/day — for Tariffs with Capacity charge p/kVA/day from Capacity
Copy cells = x1
| GSPs | Assets 132kV | Assets 132kV/EHV | Assets EHV | Assets EHV/HV | Assets 132kV/HV | Assets HV | Assets HV/LV | Assets LV circuits | Assets LV customer | Assets HV customer | Transmission exit | Operating 132kV | Operating 132kV/EHV | Operating EHV | Operating EHV/HV | Operating 132kV/HV | Operating HV | Operating HV/LV | Operating LV circuits | Operating LV customer | Operating HV customer
Domestic Unrestricted
Domestic Two Rate
Domestic Off Peak (related MPAN)
Small Non Domestic Unrestricted
Small Non Domestic Two Rate
Small Non Domestic Off Peak (related MPAN)
LV Medium Non-Domestic
LV Sub Medium Non-Domestic
HV Medium Non-Domestic
LV Network Domestic
LV Network Non-Domestic Non-CT
LV HH Metered | 0 | 0 | 0 | 0 | 0 | 0 | 0.1791 | 0.16923 | 0.085979 |  |  | 0 | 0 | 0 | 0 | 0 | 0 | 0.16593 | 0.47413 | 0.68944
LV Sub HH Metered | 0 | 0 | 0 | 0 | 0 | 0 | 0.85124 | 0.16087 | 0 |  |  | 0 | 0 | 0 | 0 | 0 | 0 | 0.78864 | 0.45071 | 0
HV HH Metered | 0 | 0 | 0 | 0.27 | 0.37417 | 0 | 0.28745 | 0 | 0 |  |  | 0 | 0 | 0 | 0.13754 | 0.27666 | 0 | 0.77725 | 0 | 0
NHH UMS category A
NHH UMS category B
NHH UMS category C
NHH UMS category D
LV UMS (Pseudo HH Metered)
LV Generation NHH or Aggregate HH
LV Sub Generation NHH
LV Generation Intermittent
LV Generation Non-Intermittent
LV Sub Generation Intermittent
LV Sub Generation Non-Intermittent
HV Generation Intermittent
HV Generation Non-Intermittent
3306. Reactive power charge p/kVArh (elements)
Data sources:
x1 = 3206. Pay-as-you-go reactive p/kVArh
x2 = 3203. Standard reactive p/kVArh
Combine tables = x1 or x2
| GSPs | Assets 132kV | Assets 132kV/EHV | Assets EHV | Assets EHV/HV | Assets 132kV/HV | Assets HV | Assets HV/LV | Assets LV circuits | Assets LV customer | Assets HV customer | Transmission exit | Operating 132kV | Operating 132kV/EHV | Operating EHV | Operating EHV/HV | Operating 132kV/HV | Operating HV | Operating HV/LV | Operating LV circuits | Operating LV customer | Operating HV customer
Domestic Unrestricted
Domestic Two Rate
Domestic Off Peak (related MPAN)
Small Non Domestic Unrestricted
Small Non Domestic Two Rate
Small Non Domestic Off Peak (related MPAN)
LV Medium Non-Domestic
LV Sub Medium Non-Domestic
HV Medium Non-Domestic
LV Network Domestic
LV Network Non-Domestic Non-CT
LV HH Metered | 0 | 0.0097252 | 0.0067692 | 0.029077 | 0.012635 | 0 | 0.022033 | 0 | 0 |  |  | 0.0099489 | 0.0045275 | 0.0031545 | 0.013956 | 0.0067779 | 0 | 0.020413 | 0 | 0
LV Sub HH Metered | 0 | 0.0087412 | 0.0060843 | 0.026135 | 0.011357 | 0 | 0 | 0 | 0 |  |  | 0.0089424 | 0.0040695 | 0.0028354 | 0.012544 | 0.0060921 | 0 | 0 | 0 | 0
HV HH Metered | 0 | 0.007766 | 0.0052861 | 0.017537 | 0 | 0 | 0 | 0 | 0 |  |  | 0.0079607 | 0.0036227 | 0.0025241 | 0.0089333 | 0 | 0 | 0 | 0 | 0
NHH UMS category A
NHH UMS category B
NHH UMS category C
NHH UMS category D
LV UMS (Pseudo HH Metered)
LV Generation NHH or Aggregate HH
LV Sub Generation NHH
LV Generation Intermittent | 0 | 0.0069482 | 0.0048363 | 0.020774 | 0.0090273 | 0 | 0.019677 | 0.0037186 | 0 |  |  | 0.0071081 | 0.0032347 | 0.0022538 | 0.0099707 | 0.0048425 | 0 | 0.01823 | 0.010418 | 0
LV Generation Non-Intermittent | 0 | 0.0069482 | 0.0048363 | 0.020774 | 0.0090273 | 0 | 0.019677 | 0.0037186 | 0 |  |  | 0.0071081 | 0.0032347 | 0.0022538 | 0.0099707 | 0.0048425 | 0 | 0.01823 | 0.010418 | 0
LV Sub Generation Intermittent | 0 | 0.0066049 | 0.0045973 | 0.019748 | 0.0085813 | 0 | 0.018705 | 0.0035349 | 0 |  |  | 0.0067569 | 0.0030749 | 0.0021424 | 0.0094781 | 0.0046032 | 0 | 0.017329 | 0.0099036 | 0
LV Sub Generation Non-Intermittent | 0 | 0.0066049 | 0.0045973 | 0.019748 | 0.0085813 | 0 | 0.018705 | 0.0035349 | 0 |  |  | 0.0067569 | 0.0030749 | 0.0021424 | 0.0094781 | 0.0046032 | 0 | 0.017329 | 0.0099036 | 0
HV Generation Intermittent | 0 | 0.0064965 | 0.004422 | 0.018338 | 0.0061358 | 0 | 0.0063163 | 0 | 0 |  |  | 0.0066593 | 0.0030305 | 0.0021115 | 0.0093412 | 0.0045368 | 0 | 0.017079 | 0 | 0
HV Generation Non-Intermittent | 0 | 0.0064965 | 0.004422 | 0.018338 | 0.0061358 | 0 | 0.0063163 | 0 | 0 |  |  | 0.0066593 | 0.0030305 | 0.0021115 | 0.0093412 | 0.0045368 | 0 | 0.017079 | 0 | 0
3307. Summary of charges before revenue matching
Data sources:
x1 = 3301. Unit rate 1 p/kWh (elements)
x2 = 3302. Unit rate 2 p/kWh (elements)
x3 = 3303. Unit rate 3 p/kWh (elements)
x4 = 3304. Fixed charge p/MPAN/day (elements)
x5 = 3305. Capacity charge p/kVA/day (elements)
x6 = 3306. Reactive power charge p/kVArh (elements)
Kind: | Cell summation | Cell summation | Cell summation | Cell summation | Cell summation | Cell summation
Formula: | =SUM(x1) | =SUM(x2) | =SUM(x3) | =SUM(x4) | =SUM(x5) | =SUM(x6)
| Unit rate 1 p/kWh (total) | Unit rate 2 p/kWh (total) | Unit rate 3 p/kWh (total) | Fixed charge p/MPAN/day (total) | Capacity charge p/kVA/day (total) | Reactive power charge p/kVArh
Domestic Unrestricted | 1.1566 | 0 | 0 | 4.8897 | 0 | 0
Domestic Two Rate | 1.4253 | 0.066243 | 0 | 4.8897 | 0 | 0
Domestic Off Peak (related MPAN) | 0.18312 | 0 | 0 | 0 | 0 | 0
Small Non Domestic Unrestricted | 1.2682 | 0 | 0 | 5.2858 | 0 | 0
Small Non Domestic Two Rate | 1.506 | 0.1113 | 0 | 5.2858 | 0 | 0
Small Non Domestic Off Peak (related MPAN) | 0.19776 | 0 | 0 | 0 | 0 | 0
LV Medium Non-Domestic | 1.2036 | 0.065531 | 0 | 45.457 | 0 | 0
LV Sub Medium Non-Domestic | 0.75718 | 0.057867 | 0 | 14.4242 | 0 | 0
HV Medium Non-Domestic | 0.40521 | 0.028409 | 0 | 150.3811 | 0 | 0
LV Network Domestic | 5.5173 | 0.86979 | 0.057348 | 4.8897 | 0 | 0
LV Network Non-Domestic Non-CT | 6.1948 | 0.97672 | 0.064395 | 5.2858 | 0 | 0
LV HH Metered | 3.9836 | 0.62519 | 0.040476 | 14.1271 | 1.7638 | 0.13902
LV Sub HH Metered | 2.9492 | 0.45826 | 0.028478 | 14.4242 | 2.2515 | 0.0868
HV HH Metered | 1.9812 | 0.30351 | 0.017853 | 150.3811 | 2.1231 | 0.05363
NHH UMS category A | 0.84243 | 0 | 0 | 0 | 0 | 0
NHH UMS category B | 1.0474 | 0 | 0 | 0 | 0 | 0
NHH UMS category C | 1.9242 | 0 | 0 | 0 | 0 | 0
NHH UMS category D | 0.71189 | 0 | 0 | 0 | 0 | 0
LV UMS (Pseudo HH Metered) | 14.3675 | 0.83998 | 0.05592 | 0 | 0 | 0
LV Generation NHH or Aggregate HH | -0.62489 | 0 | 0 | 0 | 0 | 0
LV Sub Generation NHH | -0.53651 | 0 | 0 | 0 | 0 | 0
LV Generation Intermittent | -0.62489 | 0 | 0 | 0 | 0 | 0.12104
LV Generation Non-Intermittent | -3.9279 | -0.61928 | -0.04083 | 0 | 0 | 0.12104
LV Sub Generation Intermittent | -0.53651 | 0 | 0 | 0 | 0 | 0.11506
LV Sub Generation Non-Intermittent | -3.3771 | -0.53094 | -0.034618 | 0 | 0 | 0.11506
HV Generation Intermittent | -0.36037 | 0 | 0 | 58.3385 | 0 | 0.084467
HV Generation Non-Intermittent | -2.2843 | -0.35393 | -0.021849 | 58.3385 | 0 | 0.084467

## Revenue
Revenue shortfall or surplus for Northern Powergrid (Northeast) in 2017/18 (April 2017 - Final Charges)
3401. Net revenues by tariff before matching (£)
Data sources:
x1 = 1010. Days in the charging year (in Financial and general assumptions)
x2 = 3307. Fixed charge p/MPAN/day (total) (in Summary of charges before revenue matching)
x3 = 2305. MPANs (in Equivalent volume for each end user)
x4 = 3307. Capacity charge p/kVA/day (total) (in Summary of charges before revenue matching)
x5 = 2305. Import capacity (kVA) (in Equivalent volume for each end user)
x6 = 3307. Unit rate 1 p/kWh (total) (in Summary of charges before revenue matching)
x7 = 2305. Rate 1 units (MWh) (in Equivalent volume for each end user)
x8 = 3307. Unit rate 2 p/kWh (total) (in Summary of charges before revenue matching)
x9 = 2305. Rate 2 units (MWh) (in Equivalent volume for each end user)
x10 = 3307. Unit rate 3 p/kWh (total) (in Summary of charges before revenue matching)
x11 = 2305. Rate 3 units (MWh) (in Equivalent volume for each end user)
x12 = 3307. Reactive power charge p/kVArh (in Summary of charges before revenue matching)
x13 = 2305. Reactive power units (MVArh) (in Equivalent volume for each end user)
Calculation =0.01*x1*(x2*x3+x4*x5)+10*(x6*x7+x8*x9+x10*x11+x12*x13)
Net revenues
Domestic Unrestricted | 75398790.8083
Domestic Two Rate | 4981759.3388
Domestic Off Peak (related MPAN) | 153518.9971
Small Non Domestic Unrestricted | 12135734.4246
Small Non Domestic Two Rate | 3906005.0798
Small Non Domestic Off Peak (related MPAN) | 15373.0761
LV Medium Non-Domestic | 4645.8547
LV Sub Medium Non-Domestic | 0
HV Medium Non-Domestic | 0
LV Network Domestic | 0
LV Network Non-Domestic Non-CT | 7900416.4951
LV HH Metered | 27842871.7013
LV Sub HH Metered | 3110375.4751
HV HH Metered | 19028250.4441
NHH UMS category A | 221777.6998
NHH UMS category B | 1274055.5988
NHH UMS category C | 9579.6249
NHH UMS category D | 9133.5173
LV UMS (Pseudo HH Metered) | 607709.3009
LV Generation NHH or Aggregate HH | -2431.8482
LV Sub Generation NHH | 0
LV Generation Intermittent | -105425.8805
LV Generation Non-Intermittent | -101316.1004
LV Sub Generation Intermittent | -3428.0371
LV Sub Generation Non-Intermittent | 0
HV Generation Intermittent | -1576861.5757
HV Generation Non-Intermittent | -1185016.2289
3402. Target CDCM revenue
Data sources:
x1 = 1001. Value (in CDCM target revenue)
x2 = Target CDCM revenue (£/year) (in Target CDCM revenue)
x3 = 1001. Revenue elements and subtotals (£/year) (in CDCM target revenue)
Kind: | Special calculation | Calculation
Formula: | = derived from x1 | =x2-x3
| Target CDCM revenue (£/year) | Check (should be zero)
Latest Forecast of CDCM Revenue | 272834319.8995 | 0
3403. Revenue surplus or shortfall
Data sources:
x1 = 3401. Net revenues by tariff before matching (£)
x2 = 3402. Target CDCM revenue (£/year) (in Target CDCM revenue)
x3 = Total net revenues before matching (£) (in Revenue surplus or shortfall)
Kind: | Cell summation | Calculation
Formula: | =SUM(x1) | =x2-x3
| Total net revenues before matching (£) | Revenue shortfall (surplus) £
Revenue surplus or shortfall | 153625517.7659 | 119208802.1337

## Scaler
Revenue matching for Northern Powergrid (Northeast) in 2017/18 (April 2017 - Final Charges)
This sheet modifies tariffs so that the total expected net revenues matches the target.
3501. Factor to scale to £1/kW at transmission exit level
Data sources:
x1 = 2901. Unit cost at each level, £/kW/year (relative to system simultaneous maximum load)
Calculation =IF(x1,1/x1,0)
Transmission exit
Factor to scale to £1/kW at transmission exit level | 0.20596
3502. Applicability factor for £1/kW scaler
Data sources:
x1 = 3501. Factor to scale to £1/kW at transmission exit level
x2 = Zero for other levels
Combine tables = x1 or x2
| GSPs | Assets 132kV | Assets 132kV/EHV | Assets EHV | Assets EHV/HV | Assets 132kV/HV | Assets HV | Assets HV/LV | Assets LV circuits | Assets LV customer | Assets HV customer | Transmission exit | Operating 132kV | Operating 132kV/EHV | Operating EHV | Operating EHV/HV | Operating 132kV/HV | Operating HV | Operating HV/LV | Operating LV circuits | Operating LV customer | Operating HV customer
Applicability factor for £1/kW scaler | 0 | 0 | 0 | 0 | 0 | 0 | 0 | 0 | 0 | 0 | 0 | 0.20596 | 0 | 0 | 0 | 0 | 0 | 0 | 0 | 0 | 0 | 0
3503. Scalable elements of tariff components
Data sources:
x1 = 3301. Unit rate 1 p/kWh (elements)
x2 = 3502. Applicability factor for £1/kW scaler
x3 = 3302. Unit rate 2 p/kWh (elements)
x4 = 3303. Unit rate 3 p/kWh (elements)
x5 = 3304. Fixed charge p/MPAN/day (elements)
x6 = 3305. Capacity charge p/kVA/day (elements)
x7 = 3306. Reactive power charge p/kVArh (elements)
Kind: | Sum-product calculation | Sum-product calculation | Sum-product calculation | Sum-product calculation | Sum-product calculation | Sum-product calculation
Formula: | =SUMPRODUCT(x1, x2) | =SUMPRODUCT(x3, x2) | =SUMPRODUCT(x4, x2) | =SUMPRODUCT(x5, x2) | =SUMPRODUCT(x6, x2) | =SUMPRODUCT(x7, x2)
| Unit rate 1 p/kWh scalable part | Unit rate 2 p/kWh scalable part | Unit rate 3 p/kWh scalable part | Fixed charge p/MPAN/day scalable part | Capacity charge p/kVA/day scalable part | Reactive power charge p/kVArh scalable part
Domestic Unrestricted | 0.024842 | 0 | 0 | 0 | 0 | 0
Domestic Two Rate | 0.030888 | 0.00062696 | 0 | 0 | 0 | 0
Domestic Off Peak (related MPAN) | 0.0021169 | 0 | 0 | 0 | 0 | 0
Small Non Domestic Unrestricted | 0.02342 | 0 | 0 | 0 | 0 | 0
Small Non Domestic Two Rate | 0.029289 | 0.0013208 | 0 | 0 | 0 | 0
Small Non Domestic Off Peak (related MPAN) | 0.0033497 | 0 | 0 | 0 | 0 | 0
LV Medium Non-Domestic | 0.023422 | 0.0005531 | 0 | 0 | 0 | 0
LV Sub Medium Non-Domestic | 0.016508 | 0.00039882 | 0 | 0 | 0 | 0
HV Medium Non-Domestic | 0.016415 | 0.00039201 | 0 | 0 | 0 | 0
LV Network Domestic | 0.16053 | 0.0017562 | 0.00053226 | 0 | 0 | 0
LV Network Non-Domestic Non-CT | 0.18013 | 0.0019706 | 0.00059726 | 0 | 0 | 0
LV HH Metered | 0.13578 | 0.0014855 | 0.00045021 | 0 | 0 | 0.002049
LV Sub HH Metered | 0.13231 | 0.0014474 | 0.00043869 | 0 | 0 | 0.0018417
HV HH Metered | 0.11627 | 0.001272 | 0.00038552 | 0 | 0 | 0.0016396
NHH UMS category A | 0.015137 | 0 | 0 | 0 | 0 | 0
NHH UMS category B | 0.026737 | 0 | 0 | 0 | 0 | 0
NHH UMS category C | 0.049756 | 0 | 0 | 0 | 0 | 0
NHH UMS category D | 0.0066741 | 0 | 0 | 0 | 0 | 0
LV UMS (Pseudo HH Metered) | 0.42042 | 0.0015325 | 0.00046449 | 0 | 0 | 0
LV Generation NHH or Aggregate HH | -0.012477 | 0 | 0 | 0 | 0 | 0
LV Sub Generation NHH | -0.011861 | 0 | 0 | 0 | 0 | 0
LV Generation Intermittent | -0.012477 | 0 | 0 | 0 | 0 | 0.0014639
LV Generation Non-Intermittent | -0.11423 | -0.0012497 | -0.00037875 | 0 | 0 | 0.0014639
LV Sub Generation Intermittent | -0.011861 | 0 | 0 | 0 | 0 | 0.0013916
LV Sub Generation Non-Intermittent | -0.10859 | -0.0011879 | -0.00036004 | 0 | 0 | 0.0013916
HV Generation Intermittent | -0.011689 | 0 | 0 | 0 | 0 | 0.0013715
HV Generation Non-Intermittent | -0.10702 | -0.0011708 | -0.00035484 | 0 | 0 | 0.0013715
3504. Marginal revenue effect of scaler
Data sources:
x1 = 2302. Load coefficient
x2 = 3503. Unit rate 1 p/kWh scalable part (in Scalable elements of tariff components)
x3 = 2305. Rate 1 units (MWh) (in Equivalent volume for each end user)
x4 = 3503. Unit rate 2 p/kWh scalable part (in Scalable elements of tariff components)
x5 = 2305. Rate 2 units (MWh) (in Equivalent volume for each end user)
x6 = 3503. Unit rate 3 p/kWh scalable part (in Scalable elements of tariff components)
x7 = 2305. Rate 3 units (MWh) (in Equivalent volume for each end user)
x8 = 3503. Fixed charge p/MPAN/day scalable part (in Scalable elements of tariff components)
x9 = 1010. Days in the charging year (in Financial and general assumptions)
x10 = 2305. MPANs (in Equivalent volume for each end user)
x11 = 3503. Capacity charge p/kVA/day scalable part (in Scalable elements of tariff components)
x12 = 2305. Import capacity (kVA) (in Equivalent volume for each end user)
x13 = 3503. Reactive power charge p/kVArh scalable part (in Scalable elements of tariff components)
x14 = 2305. Reactive power units (MVArh) (in Equivalent volume for each end user)
Kind: | Calculation | Calculation | Calculation | Calculation | Calculation | Calculation
Formula: | =IF(x1<0,0,x2*x3*10) | =IF(x1<0,0,x4*x5*10) | =IF(x1<0,0,x6*x7*10) | =x8*x9*x10/100 | =x11*x9*x12/100 | =IF(x1<0,0,x13*x14*10)
| Effect through Unit rate 1 p/kWh | Effect through Unit rate 2 p/kWh | Effect through Unit rate 3 p/kWh | Effect through Fixed charge p/MPAN/day | Effect through Capacity charge p/kVA/day | Effect through Reactive power charge p/kVArh
Domestic Unrestricted | 1083201.6625 | 0 | 0 | 0 | 0 | 0
Domestic Two Rate | 70483.8765 | 1490.9109 | 0 | 0 | 0 | 0
Domestic Off Peak (related MPAN) | 1774.6997 | 0 | 0 | 0 | 0 | 0
Small Non Domestic Unrestricted | 196875.9452 | 0 | 0 | 0 | 0 | 0
Small Non Domestic Two Rate | 66417.228 | 1814.1048 | 0 | 0 | 0 | 0
Small Non Domestic Off Peak (related MPAN) | 260.3895 | 0 | 0 | 0 | 0 | 0
LV Medium Non-Domestic | 82.1397 | 0.37567 | 0 | 0 | 0 | 0
LV Sub Medium Non-Domestic | 0 | 0 | 0 | 0 | 0 | 0
HV Medium Non-Domestic | 0 | 0 | 0 | 0 | 0 | 0
LV Network Domestic | 0 | 0 | 0 | 0 | 0 | 0
LV Network Non-Domestic Non-CT | 142598.0295 | 5279.3912 | 1791.6064 | 0 | 0 | 0
LV HH Metered | 375462.8461 | 13982.1292 | 4694.8812 | 0 | 0 | 3706.5795
LV Sub HH Metered | 54518.1326 | 1978.4062 | 821.6776 | 0 | 0 | 443.4469
HV HH Metered | 381779.2742 | 13584.9424 | 5691.7557 | 0 | 0 | 5260.1282
NHH UMS category A | 3984.896 | 0 | 0 | 0 | 0 | 0
NHH UMS category B | 32522.5004 | 0 | 0 | 0 | 0 | 0
NHH UMS category C | 247.7166 | 0 | 0 | 0 | 0 | 0
NHH UMS category D | 85.6284 | 0 | 0 | 0 | 0 | 0
LV UMS (Pseudo HH Metered) | 15019.5852 | 124.4429 | 217.7785 | 0 | 0 | 0
LV Generation NHH or Aggregate HH | 0 | 0 | 0 | 0 | 0 | 0
LV Sub Generation NHH | 0 | 0 | 0 | 0 | 0 | 0
LV Generation Intermittent | 0 | 0 | 0 | 0 | 0 | 0
LV Generation Non-Intermittent | 0 | 0 | 0 | 0 | 0 | 0
LV Sub Generation Intermittent | 0 | 0 | 0 | 0 | 0 | 0
LV Sub Generation Non-Intermittent | 0 | 0 | 0 | 0 | 0 | 0
HV Generation Intermittent | 0 | 0 | 0 | 0 | 0 | 0
HV Generation Non-Intermittent | 0 | 0 | 0 | 0 | 0 | 0
3505. Scaler value at which the minimum is breached
Data sources:
x1 = 3503. Unit rate 1 p/kWh scalable part (in Scalable elements of tariff components)
x2 = 3307. Unit rate 1 p/kWh (total) (in Summary of charges before revenue matching)
x3 = 3503. Unit rate 2 p/kWh scalable part (in Scalable elements of tariff components)
x4 = 3307. Unit rate 2 p/kWh (total) (in Summary of charges before revenue matching)
x5 = 3503. Unit rate 3 p/kWh scalable part (in Scalable elements of tariff components)
x6 = 3307. Unit rate 3 p/kWh (total) (in Summary of charges before revenue matching)
x7 = 3503. Fixed charge p/MPAN/day scalable part (in Scalable elements of tariff components)
x8 = 3307. Fixed charge p/MPAN/day (total) (in Summary of charges before revenue matching)
x9 = 3503. Capacity charge p/kVA/day scalable part (in Scalable elements of tariff components)
x10 = 3307. Capacity charge p/kVA/day (total) (in Summary of charges before revenue matching)
x11 = 3503. Reactive power charge p/kVArh scalable part (in Scalable elements of tariff components)
x12 = 3307. Reactive power charge p/kVArh (in Summary of charges before revenue matching)
Kind: | Calculation | Calculation | Calculation | Calculation | Calculation | Calculation
Formula: | =IF(x1,0-x2/x1,0) | =IF(x3,0-x4/x3,0) | =IF(x5,0-x6/x5,0) | =IF(x7,0-x8/x7,0) | =IF(x9,0-x10/x9,0) | =IF(x11,0-x12/x11,0)
| Scaler threshold for Unit rate 1 p/kWh | Scaler threshold for Unit rate 2 p/kWh | Scaler threshold for Unit rate 3 p/kWh | Scaler threshold for Fixed charge p/MPAN/day | Scaler threshold for Capacity charge p/kVA/day | Scaler threshold for Reactive power charge p/kVArh
Domestic Unrestricted | -46.5559 |  |  | 0
Domestic Two Rate | -46.1436 | -105.6563 |  | 0
Domestic Off Peak (related MPAN) | -86.5042
Small Non Domestic Unrestricted | -54.1481 |  |  | 0
Small Non Domestic Two Rate | -51.4189 | -84.2644 |  | 0
Small Non Domestic Off Peak (related MPAN) | -59.0388
LV Medium Non-Domestic | -51.3881 | -118.4796 |  | 0
LV Sub Medium Non-Domestic | -45.8668 | -145.0949 |  | 0
HV Medium Non-Domestic | -24.6849 | -72.4702 |  | 0
LV Network Domestic | -34.3696 | -495.2769 | -107.7443 | 0
LV Network Non-Domestic Non-CT | -34.3905 | -495.6371 | -107.8168 | 0
LV HH Metered | -29.3383 | -420.8751 | -89.9043 | 0 | 0 | -67.8446
LV Sub HH Metered | -22.2905 | -316.6019 | -64.9157 | 0 | 0 | -47.1297
HV HH Metered | -17.0399 | -238.6052 | -46.3095 | 0 | 0 | -32.7102
NHH UMS category A | -55.6546
NHH UMS category B | -39.1746
NHH UMS category C | -38.6717
NHH UMS category D | -106.6646
LV UMS (Pseudo HH Metered) | -34.1743 | -548.0929 | -120.3915
LV Generation NHH or Aggregate HH | -50.0828 |  |  | 0
LV Sub Generation NHH | -45.2342 |  |  | 0
LV Generation Intermittent | -50.0828 |  |  | 0 |  | -82.6801
LV Generation Non-Intermittent | -34.3858 | -495.5528 | -107.8005 | 0 |  | -82.6801
LV Sub Generation Intermittent | -45.2342 |  |  | 0 |  | -82.6801
LV Sub Generation Non-Intermittent | -31.1003 | -446.9434 | -96.1515 | 0 |  | -82.6801
HV Generation Intermittent | -30.8286 |  |  | 0 |  | -61.5858
HV Generation Non-Intermittent | -21.3452 | -302.3023 | -61.5743 | 0 |  | -61.5858
3506. Constraint-free solution
Data sources:
x1 = 3403. Revenue shortfall (surplus) £ (in Revenue surplus or shortfall)
x2 = 3504. Effect through Unit rate 1 p/kWh (in Marginal revenue effect of scaler)
x3 = 3504. Effect through Unit rate 2 p/kWh (in Marginal revenue effect of scaler)
x4 = 3504. Effect through Unit rate 3 p/kWh (in Marginal revenue effect of scaler)
x5 = 3504. Effect through Fixed charge p/MPAN/day (in Marginal revenue effect of scaler)
x6 = 3504. Effect through Capacity charge p/kVA/day (in Marginal revenue effect of scaler)
x7 = 3504. Effect through Reactive power charge p/kVArh (in Marginal revenue effect of scaler)
Calculation =x1/SUM(x2,x3,x4,x5,x6,x7)
Constraint-free solution
Constraint-free solution | 47.9483
3507. Starting point
Data sources:
x1 = 3506. Constraint-free solution
x2 = 3505. Scaler threshold for Unit rate 1 p/kWh (in Scaler value at which the minimum is breached)
x3 = 3505. Scaler threshold for Unit rate 2 p/kWh (in Scaler value at which the minimum is breached)
x4 = 3505. Scaler threshold for Unit rate 3 p/kWh (in Scaler value at which the minimum is breached)
x5 = 3505. Scaler threshold for Fixed charge p/MPAN/day (in Scaler value at which the minimum is breached)
x6 = 3505. Scaler threshold for Capacity charge p/kVA/day (in Scaler value at which the minimum is breached)
x7 = 3505. Scaler threshold for Reactive power charge p/kVArh (in Scaler value at which the minimum is breached)
Calculation =MIN(x1,x2,x3,x4,x5,x6,x7)
Starting point
Starting point | -548.0929
3508. Solve for General scaler rate
Data sources:
x1 = 3507. Starting point
x2 = 3504. Effect through Unit rate 1 p/kWh (in Marginal revenue effect of scaler)
x3 = 3504. Effect through Unit rate 2 p/kWh (in Marginal revenue effect of scaler)
x4 = 3504. Effect through Unit rate 3 p/kWh (in Marginal revenue effect of scaler)
x5 = 3504. Effect through Fixed charge p/MPAN/day (in Marginal revenue effect of scaler)
x6 = 3504. Effect through Capacity charge p/kVA/day (in Marginal revenue effect of scaler)
x7 = 3504. Effect through Reactive power charge p/kVArh (in Marginal revenue effect of scaler)
x8 = Location (in Solve for General scaler rate)
x9 = Kink (in Solve for General scaler rate)
x10 = Ranking before tie break (in Solve for General scaler rate)
x11 = Counter (in Solve for General scaler rate)
x12 = Tie breaker (in Solve for General scaler rate)
x13 = Ranking (in Solve for General scaler rate)
x14 = Kink reordering (in Solve for General scaler rate)
x15 = Starting slope contributions (in Solve for General scaler rate)
x16 = New slope (in Solve for General scaler rate)
x17 = Location (ordered) (in Solve for General scaler rate)
x18 = Starting values (in Solve for General scaler rate)
x19 = 3403. Revenue shortfall (surplus) £ (in Revenue surplus or shortfall)
x20 = 3506. Constraint-free solution
x21 = Value (in Solve for General scaler rate)
Kind: | Special calculation | Special calculation | Special calculation | Special calculation | Special calculation | Fixed data | Calculation | Special calculation | Special calculation | Special calculation | Special calculation | Special calculation | Special calculation
Formula: | =x1 | Special calculation | =IF(ISERROR(x8),x9,0) | =MAX(x1,x8)*x9 | =RANK(x8,x8,1) |  | =x10*162+x11 | =RANK(x12,x12,1) | =MATCH(x11,x13,0) | =INDEX(x8,x14,1) or =x8 | Special calculation | Special calculation | Special calculation
| Location | Kink | Starting slope contributions | Starting values | Ranking before tie break | Counter | Tie breaker | Ranking | Kink reordering | Location (ordered) | New slope | Value | Root
Starting point | -548.0929 |  |  |  |  | 0 | 0 |  |  | -548.0929 | 0 | -226957924.0142 | 47.9483
Kink 1 | -46.5559 | 1083201.6625 | 0 | -50429382.6367 | 40 | 1 | 6481 | 40 | 46 | -548.0929 | 124.4429 | -226957924.0142
Kink 2 | -46.1436 | 70483.8765 | 0 | -3252382.8995 | 42 | 2 | 6806 | 42 | 38 | -495.6371 | 5403.8341 | -226951396.261
Kink 3 | -86.5042 | 1774.6997 | 0 | -153518.9971 | 20 | 3 | 3243 | 20 | 50 | -495.5528 | 5403.8341 | -226950940.6094
Kink 4 | -54.1481 | 196875.9452 | 0 | -10660451.5683 | 34 | 4 | 5512 | 34 | 37 | -495.2769 | 5403.8341 | -226949449.8143
Kink 5 | -51.4189 | 66417.228 | 0 | -3415101.8323 | 35 | 5 | 5675 | 35 | 52 | -446.9434 | 5403.8341 | -226688263.4967
Kink 6 | -59.0388 | 260.3895 | 0 | -15373.0761 | 32 | 6 | 5190 | 32 | 39 | -420.8751 | 19385.9632 | -226547394.6825
Kink 7 | -51.3881 | 82.1397 | 0 | -4221.0004 | 36 | 7 | 5839 | 36 | 40 | -316.6019 | 21364.3694 | -224525957.5972
Kink 8 | -45.8668 | 0 | 0 | 0 | 43 | 8 | 6974 | 43 | 54 | -302.3023 | 21364.3694 | -224220457.2589
Kink 9 | -24.6849 | 0 | 0 | 0 | 56 | 9 | 9081 | 56 | 41 | -238.6052 | 34949.3118 | -222859608.5656
Kink 10 | -34.3696 | 0 | 0 | 0 | 50 | 10 | 8110 | 50 | 35 | -145.0949 | 34949.3118 | -219591488.7761
Kink 11 | -34.3905 | 142598.0295 | 0 | -4904014.9884 | 48 | 11 | 7787 | 48 | 73 | -120.3915 | 35167.0903 | -218728120.4462
Kink 12 | -29.3383 | 375462.8461 | 0 | -11015447.2176 | 55 | 12 | 8922 | 55 | 34 | -118.4796 | 35167.466 | -218660883.1363
Kink 13 | -22.2905 | 54518.1326 | 0 | -1215237.3699 | 57 | 13 | 9247 | 57 | 65 | -107.8168 | 36959.0724 | -218285899.589
Kink 14 | -17.0399 | 381779.2742 | 0 | -6505495.6612 | 59 | 14 | 9572 | 59 | 77 | -107.8005 | 36959.0724 | -218285298.1556
Kink 15 | -55.6546 | 3984.896 | 0 | -221777.6998 | 33 | 15 | 5361 | 33 | 64 | -107.7443 | 36959.0724 | -218283221.8598
Kink 16 | -39.1746 | 32522.5004 | 0 | -1274055.5988 | 46 | 16 | 7468 | 46 | 18 | -106.6646 | 37044.7008 | -218243315.9895
Kink 17 | -38.6717 | 247.7166 | 0 | -9579.6249 | 47 | 17 | 7631 | 47 | 29 | -105.6563 | 38535.6117 | -218205963.9419
Kink 18 | -106.6646 | 85.6284 | 0 | -9133.5173 | 16 | 18 | 2610 | 16 | 79 | -96.1515 | 38535.6117 | -217839690.023
Kink 19 | -34.1743 | 15019.5852 | 0 | -513284.3602 | 51 | 19 | 8281 | 51 | 66 | -89.9043 | 43230.4929 | -217598952.173
Kink 20 | -50.0828 | 0 | 0 | 0 | 37 | 20 | 6014 | 37 | 3 | -86.5042 | 45005.1926 | -217451963.8841
Kink 21 | -45.2342 | 0 | 0 | 0 | 44 | 21 | 7149 | 44 | 32 | -84.2644 | 46819.2974 | -217351162.1521
Kink 22 | -50.0828 | 0 | 0 | 0 | 37 | 22 | 6016 | 38 | 157 | -82.6801 | 46819.2974 | -217276983.12
Kink 23 | -34.3858 | 0 | 0 | 0 | 49 | 23 | 7961 | 49 | 158 | -82.6801 | 46819.2974 | -217276983.12
Kink 24 | -45.2342 | 0 | 0 | 0 | 44 | 24 | 7152 | 45 | 159 | -82.6801 | 46819.2974 | -217276983.12
Kink 25 | -31.1003 | 0 | 0 | 0 | 53 | 25 | 8611 | 53 | 160 | -82.6801 | 46819.2974 | -217276983.12
Kink 26 | -30.8286 | 0 | 0 | 0 | 54 | 26 | 8774 | 54 | 36 | -72.4702 | 46819.2974 | -216798963.2379
Kink 27 | -21.3452 | 0 | 0 | 0 | 58 | 27 | 9423 | 58 | 147 | -67.8446 | 50525.8768 | -216582396.6342
Kink 28 | 0 | 0 | 0 | 0 | 60 | 28 | 9748 | 60 | 67 | -64.9157 | 51347.5545 | -216434412.36
Kink 29 | -105.6563 | 1490.9109 | 0 | -157524.1144 | 17 | 29 | 2783 | 17 | 161 | -61.5858 | 51347.5545 | -216263429.2048
Kink 30 | 0 | 0 | 0 | 0 | 60 | 30 | 9750 | 61 | 162 | -61.5858 | 51347.5545 | -216263429.2048
Kink 31 | 0 | 0 | 0 | 0 | 60 | 31 | 9751 | 62 | 81 | -61.5743 | 51347.5545 | -216262837.9693
Kink 32 | -84.2644 | 1814.1048 | 0 | -152864.5116 | 21 | 32 | 3434 | 21 | 6 | -59.0388 | 51607.944 | -216132645.7414
Kink 33 | 0 | 0 | 0 | 0 | 60 | 33 | 9753 | 63 | 15 | -55.6546 | 55592.84 | -215957994.7445
Kink 34 | -118.4796 | 0.37567 | 0 | -44.509 | 12 | 34 | 1978 | 12 | 4 | -54.1481 | 252468.7852 | -215874243.5094
Kink 35 | -145.0949 | 0 | 0 | 0 | 10 | 35 | 1655 | 10 | 5 | -51.4189 | 318886.0131 | -215185218.3336
Kink 36 | -72.4702 | 0 | 0 | 0 | 26 | 36 | 4248 | 26 | 7 | -51.3881 | 318968.1529 | -215175376.2177
Kink 37 | -495.2769 | 0 | 0 | 0 | 4 | 37 | 685 | 4 | 20 | -50.0828 | 318968.1529 | -214759052.4097
Kink 38 | -495.6371 | 5279.3912 | 0 | -2616662.2525 | 2 | 38 | 362 | 2 | 22 | -50.0828 | 318968.1529 | -214759052.4097
Kink 39 | -420.8751 | 13982.1292 | 0 | -5884729.9319 | 6 | 39 | 1011 | 6 | 148 | -47.1297 | 319411.5998 | -213817086.6601
Kink 40 | -316.6019 | 1978.4062 | 0 | -626367.0787 | 7 | 40 | 1174 | 7 | 1 | -46.5559 | 1402613.2623 | -213633805.9033
Kink 41 | -238.6052 | 13584.9424 | 0 | -3241438.1791 | 9 | 41 | 1499 | 9 | 68 | -46.3095 | 1408305.0179 | -213288328.5956
Kink 42 | 0 | 0 | 0 | 0 | 60 | 42 | 9762 | 64 | 2 | -46.1436 | 1478788.8945 | -213054684.8554
Kink 43 | 0 | 0 | 0 | 0 | 60 | 43 | 9763 | 65 | 8 | -45.8668 | 1478788.8945 | -212645313.9669
Kink 44 | 0 | 0 | 0 | 0 | 60 | 44 | 9764 | 66 | 21 | -45.2342 | 1478788.8945 | -211709870.2278
Kink 45 | 0 | 0 | 0 | 0 | 60 | 45 | 9765 | 67 | 24 | -45.2342 | 1478788.8945 | -211709870.2278
Kink 46 | -548.0929 | 124.4429 | 0 | -68206.2605 | 1 | 46 | 208 | 1 | 16 | -39.1746 | 1511311.3949 | -202748924.3264
Kink 47 | 0 | 0 | 0 | 0 | 60 | 47 | 9767 | 68 | 17 | -38.6717 | 1511559.1115 | -201988930.3997
Kink 48 | 0 | 0 | 0 | 0 | 60 | 48 | 9768 | 69 | 11 | -34.3905 | 1654157.141 | -195517588.1202
Kink 49 | 0 | 0 | 0 | 0 | 60 | 49 | 9769 | 70 | 23 | -34.3858 | 1654157.141 | -195509775.9461
Kink 50 | -495.5528 | 0 | 0 | 0 | 3 | 50 | 536 | 3 | 10 | -34.3696 | 1654157.141 | -195483010.5172
Kink 51 | 0 | 0 | 0 | 0 | 60 | 51 | 9771 | 71 | 19 | -34.1743 | 1669176.7262 | -195160049.4032
Kink 52 | -446.9434 | 0 | 0 | 0 | 5 | 52 | 862 | 5 | 149 | -32.7102 | 1674436.8543 | -192716113.8989
Kink 53 | 0 | 0 | 0 | 0 | 60 | 53 | 9773 | 72 | 25 | -31.1003 | 1674436.8543 | -190020411.1984
Kink 54 | -302.3023 | 0 | 0 | 0 | 8 | 54 | 1350 | 8 | 26 | -30.8286 | 1674436.8543 | -189565447.1942
Kink 55 | 0 | 0 | 0 | 0 | 60 | 55 | 9775 | 73 | 12 | -29.3383 | 2049899.7004 | -187070138.1209
Kink 56 | 0 | 0 | 0 | 0 | 60 | 56 | 9776 | 74 | 9 | -24.6849 | 2049899.7004 | -177531125.4069
Kink 57 | 0 | 0 | 0 | 0 | 60 | 57 | 9777 | 75 | 13 | -22.2905 | 2104417.833 | -172622859.6056
Kink 58 | 0 | 0 | 0 | 0 | 60 | 58 | 9778 | 76 | 27 | -21.3452 | 2104417.833 | -170633536.0279
Kink 59 | 0 | 0 | 0 | 0 | 60 | 59 | 9779 | 77 | 14 | -17.0399 | 2486197.1072 | -161573449.9442
Kink 60 | 0 | 0 | 0 | 0 | 60 | 60 | 9780 | 78 | 28 | 0 | 2486197.1072 | -119208802.1337
Kink 61 | 0 | 0 | 0 | 0 | 60 | 61 | 9781 | 79 | 30 | 0 | 2486197.1072 | -119208802.1337
Kink 62 | 0 | 0 | 0 | 0 | 60 | 62 | 9782 | 80 | 31 | 0 | 2486197.1072 | -119208802.1337
Kink 63 | 0 | 0 | 0 | 0 | 60 | 63 | 9783 | 81 | 33 | 0 | 2486197.1072 | -119208802.1337
Kink 64 | -107.7443 | 0 | 0 | 0 | 15 | 64 | 2494 | 15 | 42 | 0 | 2486197.1072 | -119208802.1337
Kink 65 | -107.8168 | 1791.6064 | 0 | -193165.2052 | 13 | 65 | 2171 | 13 | 43 | 0 | 2486197.1072 | -119208802.1337
Kink 66 | -89.9043 | 4694.8812 | 0 | -422090.0906 | 19 | 66 | 3144 | 19 | 44 | 0 | 2486197.1072 | -119208802.1337
Kink 67 | -64.9157 | 821.6776 | 0 | -53339.7841 | 28 | 67 | 4603 | 28 | 45 | 0 | 2486197.1072 | -119208802.1337
Kink 68 | -46.3095 | 5691.7557 | 0 | -263582.6332 | 41 | 68 | 6710 | 41 | 47 | 0 | 2486197.1072 | -119208802.1337
Kink 69 | 0 | 0 | 0 | 0 | 60 | 69 | 9789 | 82 | 48 | 0 | 2486197.1072 | -119208802.1337
Kink 70 | 0 | 0 | 0 | 0 | 60 | 70 | 9790 | 83 | 49 | 0 | 2486197.1072 | -119208802.1337
Kink 71 | 0 | 0 | 0 | 0 | 60 | 71 | 9791 | 84 | 51 | 0 | 2486197.1072 | -119208802.1337
Kink 72 | 0 | 0 | 0 | 0 | 60 | 72 | 9792 | 85 | 53 | 0 | 2486197.1072 | -119208802.1337
Kink 73 | -120.3915 | 217.7785 | 0 | -26218.6802 | 11 | 73 | 1855 | 11 | 55 | 0 | 2486197.1072 | -119208802.1337
Kink 74 | 0 | 0 | 0 | 0 | 60 | 74 | 9794 | 86 | 56 | 0 | 2486197.1072 | -119208802.1337
Kink 75 | 0 | 0 | 0 | 0 | 60 | 75 | 9795 | 87 | 57 | 0 | 2486197.1072 | -119208802.1337
Kink 76 | 0 | 0 | 0 | 0 | 60 | 76 | 9796 | 88 | 58 | 0 | 2486197.1072 | -119208802.1337
Kink 77 | -107.8005 | 0 | 0 | 0 | 14 | 77 | 2345 | 14 | 59 | 0 | 2486197.1072 | -119208802.1337
Kink 78 | 0 | 0 | 0 | 0 | 60 | 78 | 9798 | 89 | 60 | 0 | 2486197.1072 | -119208802.1337
Kink 79 | -96.1515 | 0 | 0 | 0 | 18 | 79 | 2995 | 18 | 61 | 0 | 2486197.1072 | -119208802.1337
Kink 80 | 0 | 0 | 0 | 0 | 60 | 80 | 9800 | 90 | 62 | 0 | 2486197.1072 | -119208802.1337
Kink 81 | -61.5743 | 0 | 0 | 0 | 31 | 81 | 5103 | 31 | 63 | 0 | 2486197.1072 | -119208802.1337
Kink 82 | 0 | 0 | 0 | 0 | 60 | 82 | 9802 | 91 | 69 | 0 | 2486197.1072 | -119208802.1337
Kink 83 | 0 | 0 | 0 | 0 | 60 | 83 | 9803 | 92 | 70 | 0 | 2486197.1072 | -119208802.1337
Kink 84 | 0 | 0 | 0 | 0 | 60 | 84 | 9804 | 93 | 71 | 0 | 2486197.1072 | -119208802.1337
Kink 85 | 0 | 0 | 0 | 0 | 60 | 85 | 9805 | 94 | 72 | 0 | 2486197.1072 | -119208802.1337
Kink 86 | 0 | 0 | 0 | 0 | 60 | 86 | 9806 | 95 | 74 | 0 | 2486197.1072 | -119208802.1337
Kink 87 | 0 | 0 | 0 | 0 | 60 | 87 | 9807 | 96 | 75 | 0 | 2486197.1072 | -119208802.1337
Kink 88 | 0 | 0 | 0 | 0 | 60 | 88 | 9808 | 97 | 76 | 0 | 2486197.1072 | -119208802.1337
Kink 89 | 0 | 0 | 0 | 0 | 60 | 89 | 9809 | 98 | 78 | 0 | 2486197.1072 | -119208802.1337
Kink 90 | 0 | 0 | 0 | 0 | 60 | 90 | 9810 | 99 | 80 | 0 | 2486197.1072 | -119208802.1337
Kink 91 | 0 | 0 | 0 | 0 | 60 | 91 | 9811 | 100 | 82 | 0 | 2486197.1072 | -119208802.1337
Kink 92 | 0 | 0 | 0 | 0 | 60 | 92 | 9812 | 101 | 83 | 0 | 2486197.1072 | -119208802.1337
Kink 93 | 0 | 0 | 0 | 0 | 60 | 93 | 9813 | 102 | 84 | 0 | 2486197.1072 | -119208802.1337
Kink 94 | 0 | 0 | 0 | 0 | 60 | 94 | 9814 | 103 | 85 | 0 | 2486197.1072 | -119208802.1337
Kink 95 | 0 | 0 | 0 | 0 | 60 | 95 | 9815 | 104 | 86 | 0 | 2486197.1072 | -119208802.1337
Kink 96 | 0 | 0 | 0 | 0 | 60 | 96 | 9816 | 105 | 87 | 0 | 2486197.1072 | -119208802.1337
Kink 97 | 0 | 0 | 0 | 0 | 60 | 97 | 9817 | 106 | 88 | 0 | 2486197.1072 | -119208802.1337
Kink 98 | 0 | 0 | 0 | 0 | 60 | 98 | 9818 | 107 | 89 | 0 | 2486197.1072 | -119208802.1337
Kink 99 | 0 | 0 | 0 | 0 | 60 | 99 | 9819 | 108 | 90 | 0 | 2486197.1072 | -119208802.1337
Kink 100 | 0 | 0 | 0 | 0 | 60 | 100 | 9820 | 109 | 91 | 0 | 2486197.1072 | -119208802.1337
Kink 101 | 0 | 0 | 0 | 0 | 60 | 101 | 9821 | 110 | 92 | 0 | 2486197.1072 | -119208802.1337
Kink 102 | 0 | 0 | 0 | 0 | 60 | 102 | 9822 | 111 | 93 | 0 | 2486197.1072 | -119208802.1337
Kink 103 | 0 | 0 | 0 | 0 | 60 | 103 | 9823 | 112 | 94 | 0 | 2486197.1072 | -119208802.1337
Kink 104 | 0 | 0 | 0 | 0 | 60 | 104 | 9824 | 113 | 95 | 0 | 2486197.1072 | -119208802.1337
Kink 105 | 0 | 0 | 0 | 0 | 60 | 105 | 9825 | 114 | 96 | 0 | 2486197.1072 | -119208802.1337
Kink 106 | 0 | 0 | 0 | 0 | 60 | 106 | 9826 | 115 | 97 | 0 | 2486197.1072 | -119208802.1337
Kink 107 | 0 | 0 | 0 | 0 | 60 | 107 | 9827 | 116 | 98 | 0 | 2486197.1072 | -119208802.1337
Kink 108 | 0 | 0 | 0 | 0 | 60 | 108 | 9828 | 117 | 99 | 0 | 2486197.1072 | -119208802.1337
Kink 109 | 0 | 0 | 0 | 0 | 60 | 109 | 9829 | 118 | 100 | 0 | 2486197.1072 | -119208802.1337
Kink 110 | 0 | 0 | 0 | 0 | 60 | 110 | 9830 | 119 | 101 | 0 | 2486197.1072 | -119208802.1337
Kink 111 | 0 | 0 | 0 | 0 | 60 | 111 | 9831 | 120 | 102 | 0 | 2486197.1072 | -119208802.1337
Kink 112 | 0 | 0 | 0 | 0 | 60 | 112 | 9832 | 121 | 103 | 0 | 2486197.1072 | -119208802.1337
Kink 113 | 0 | 0 | 0 | 0 | 60 | 113 | 9833 | 122 | 104 | 0 | 2486197.1072 | -119208802.1337
Kink 114 | 0 | 0 | 0 | 0 | 60 | 114 | 9834 | 123 | 105 | 0 | 2486197.1072 | -119208802.1337
Kink 115 | 0 | 0 | 0 | 0 | 60 | 115 | 9835 | 124 | 106 | 0 | 2486197.1072 | -119208802.1337
Kink 116 | 0 | 0 | 0 | 0 | 60 | 116 | 9836 | 125 | 107 | 0 | 2486197.1072 | -119208802.1337
Kink 117 | 0 | 0 | 0 | 0 | 60 | 117 | 9837 | 126 | 108 | 0 | 2486197.1072 | -119208802.1337
Kink 118 | 0 | 0 | 0 | 0 | 60 | 118 | 9838 | 127 | 109 | 0 | 2486197.1072 | -119208802.1337
Kink 119 | 0 | 0 | 0 | 0 | 60 | 119 | 9839 | 128 | 110 | 0 | 2486197.1072 | -119208802.1337
Kink 120 | 0 | 0 | 0 | 0 | 60 | 120 | 9840 | 129 | 111 | 0 | 2486197.1072 | -119208802.1337
Kink 121 | 0 | 0 | 0 | 0 | 60 | 121 | 9841 | 130 | 112 | 0 | 2486197.1072 | -119208802.1337
Kink 122 | 0 | 0 | 0 | 0 | 60 | 122 | 9842 | 131 | 113 | 0 | 2486197.1072 | -119208802.1337
Kink 123 | 0 | 0 | 0 | 0 | 60 | 123 | 9843 | 132 | 114 | 0 | 2486197.1072 | -119208802.1337
Kink 124 | 0 | 0 | 0 | 0 | 60 | 124 | 9844 | 133 | 115 | 0 | 2486197.1072 | -119208802.1337
Kink 125 | 0 | 0 | 0 | 0 | 60 | 125 | 9845 | 134 | 116 | 0 | 2486197.1072 | -119208802.1337
Kink 126 | 0 | 0 | 0 | 0 | 60 | 126 | 9846 | 135 | 117 | 0 | 2486197.1072 | -119208802.1337
Kink 127 | 0 | 0 | 0 | 0 | 60 | 127 | 9847 | 136 | 118 | 0 | 2486197.1072 | -119208802.1337
Kink 128 | 0 | 0 | 0 | 0 | 60 | 128 | 9848 | 137 | 119 | 0 | 2486197.1072 | -119208802.1337
Kink 129 | 0 | 0 | 0 | 0 | 60 | 129 | 9849 | 138 | 120 | 0 | 2486197.1072 | -119208802.1337
Kink 130 | 0 | 0 | 0 | 0 | 60 | 130 | 9850 | 139 | 121 | 0 | 2486197.1072 | -119208802.1337
Kink 131 | 0 | 0 | 0 | 0 | 60 | 131 | 9851 | 140 | 122 | 0 | 2486197.1072 | -119208802.1337
Kink 132 | 0 | 0 | 0 | 0 | 60 | 132 | 9852 | 141 | 123 | 0 | 2486197.1072 | -119208802.1337
Kink 133 | 0 | 0 | 0 | 0 | 60 | 133 | 9853 | 142 | 124 | 0 | 2486197.1072 | -119208802.1337
Kink 134 | 0 | 0 | 0 | 0 | 60 | 134 | 9854 | 143 | 125 | 0 | 2486197.1072 | -119208802.1337
Kink 135 | 0 | 0 | 0 | 0 | 60 | 135 | 9855 | 144 | 126 | 0 | 2486197.1072 | -119208802.1337
Kink 136 | 0 | 0 | 0 | 0 | 60 | 136 | 9856 | 145 | 127 | 0 | 2486197.1072 | -119208802.1337
Kink 137 | 0 | 0 | 0 | 0 | 60 | 137 | 9857 | 146 | 128 | 0 | 2486197.1072 | -119208802.1337
Kink 138 | 0 | 0 | 0 | 0 | 60 | 138 | 9858 | 147 | 129 | 0 | 2486197.1072 | -119208802.1337
Kink 139 | 0 | 0 | 0 | 0 | 60 | 139 | 9859 | 148 | 130 | 0 | 2486197.1072 | -119208802.1337
Kink 140 | 0 | 0 | 0 | 0 | 60 | 140 | 9860 | 149 | 131 | 0 | 2486197.1072 | -119208802.1337
Kink 141 | 0 | 0 | 0 | 0 | 60 | 141 | 9861 | 150 | 132 | 0 | 2486197.1072 | -119208802.1337
Kink 142 | 0 | 0 | 0 | 0 | 60 | 142 | 9862 | 151 | 133 | 0 | 2486197.1072 | -119208802.1337
Kink 143 | 0 | 0 | 0 | 0 | 60 | 143 | 9863 | 152 | 134 | 0 | 2486197.1072 | -119208802.1337
Kink 144 | 0 | 0 | 0 | 0 | 60 | 144 | 9864 | 153 | 135 | 0 | 2486197.1072 | -119208802.1337
Kink 145 | 0 | 0 | 0 | 0 | 60 | 145 | 9865 | 154 | 136 | 0 | 2486197.1072 | -119208802.1337
Kink 146 | 0 | 0 | 0 | 0 | 60 | 146 | 9866 | 155 | 137 | 0 | 2486197.1072 | -119208802.1337
Kink 147 | -67.8446 | 3706.5795 | 0 | -251471.3562 | 27 | 147 | 4521 | 27 | 138 | 0 | 2486197.1072 | -119208802.1337
Kink 148 | -47.1297 | 443.4469 | 0 | -20899.5037 | 39 | 148 | 6466 | 39 | 139 | 0 | 2486197.1072 | -119208802.1337
Kink 149 | -32.7102 | 5260.1282 | 0 | -172059.7412 | 52 | 149 | 8573 | 52 | 140 | 0 | 2486197.1072 | -119208802.1337
Kink 150 | 0 | 0 | 0 | 0 | 60 | 150 | 9870 | 156 | 141 | 0 | 2486197.1072 | -119208802.1337
Kink 151 | 0 | 0 | 0 | 0 | 60 | 151 | 9871 | 157 | 142 | 0 | 2486197.1072 | -119208802.1337
Kink 152 | 0 | 0 | 0 | 0 | 60 | 152 | 9872 | 158 | 143 | 0 | 2486197.1072 | -119208802.1337
Kink 153 | 0 | 0 | 0 | 0 | 60 | 153 | 9873 | 159 | 144 | 0 | 2486197.1072 | -119208802.1337
Kink 154 | 0 | 0 | 0 | 0 | 60 | 154 | 9874 | 160 | 145 | 0 | 2486197.1072 | -119208802.1337
Kink 155 | 0 | 0 | 0 | 0 | 60 | 155 | 9875 | 161 | 146 | 0 | 2486197.1072 | -119208802.1337
Kink 156 | 0 | 0 | 0 | 0 | 60 | 156 | 9876 | 162 | 150 | 0 | 2486197.1072 | -119208802.1337
Kink 157 | -82.6801 | 0 | 0 | 0 | 22 | 157 | 3721 | 22 | 151 | 0 | 2486197.1072 | -119208802.1337
Kink 158 | -82.6801 | 0 | 0 | 0 | 22 | 158 | 3722 | 23 | 152 | 0 | 2486197.1072 | -119208802.1337
Kink 159 | -82.6801 | 0 | 0 | 0 | 24 | 159 | 4047 | 24 | 153 | 0 | 2486197.1072 | -119208802.1337
Kink 160 | -82.6801 | 0 | 0 | 0 | 24 | 160 | 4048 | 25 | 154 | 0 | 2486197.1072 | -119208802.1337
Kink 161 | -61.5858 | 0 | 0 | 0 | 29 | 161 | 4859 | 29 | 155 | 0 | 2486197.1072 | -119208802.1337
Kink 162 | -61.5858 | 0 | 0 | 0 | 29 | 162 | 4860 | 30 | 156 | 0 | 2486197.1072 | -119208802.1337
3509. General scaler rate
Data sources:
x1 = 3508. Root (in Solve for General scaler rate)
Calculation =MIN(x1)
General scaler rate
General scaler rate | 47.9483
3510. Scaler
Data sources:
x1 = 2302. Load coefficient
x2 = 3503. Unit rate 1 p/kWh scalable part (in Scalable elements of tariff components)
x3 = 3509. General scaler rate
x4 = 3307. Unit rate 1 p/kWh (total) (in Summary of charges before revenue matching)
x5 = 3503. Unit rate 2 p/kWh scalable part (in Scalable elements of tariff components)
x6 = 3307. Unit rate 2 p/kWh (total) (in Summary of charges before revenue matching)
x7 = 3503. Unit rate 3 p/kWh scalable part (in Scalable elements of tariff components)
x8 = 3307. Unit rate 3 p/kWh (total) (in Summary of charges before revenue matching)
x9 = 3503. Fixed charge p/MPAN/day scalable part (in Scalable elements of tariff components)
x10 = 3307. Fixed charge p/MPAN/day (total) (in Summary of charges before revenue matching)
x11 = 3503. Capacity charge p/kVA/day scalable part (in Scalable elements of tariff components)
x12 = 3307. Capacity charge p/kVA/day (total) (in Summary of charges before revenue matching)
x13 = 3503. Reactive power charge p/kVArh scalable part (in Scalable elements of tariff components)
x14 = 3307. Reactive power charge p/kVArh (in Summary of charges before revenue matching)
x15 = 1010. Days in the charging year (in Financial and general assumptions)
x16 = Fixed charge p/MPAN/day scaler (in Scaler)
x17 = 2305. MPANs (in Equivalent volume for each end user)
x18 = Capacity charge p/kVA/day scaler (in Scaler)
x19 = 2305. Import capacity (kVA) (in Equivalent volume for each end user)
x20 = Unit rate 1 p/kWh scaler (in Scaler)
x21 = 2305. Rate 1 units (MWh) (in Equivalent volume for each end user)
x22 = Unit rate 2 p/kWh scaler (in Scaler)
x23 = 2305. Rate 2 units (MWh) (in Equivalent volume for each end user)
x24 = Unit rate 3 p/kWh scaler (in Scaler)
x25 = 2305. Rate 3 units (MWh) (in Equivalent volume for each end user)
x26 = Reactive power charge p/kVArh scaler (in Scaler)
x27 = 2305. Reactive power units (MVArh) (in Equivalent volume for each end user)
Kind: | Calculation | Calculation | Calculation | Calculation | Calculation | Calculation | Calculation
Formula: | =IF(x1<0,0,IF(x2*x3+x4>0,x2*x3,0-x4)) | =IF(x1<0,0,IF(x5*x3+x6>0,x5*x3,0-x6)) | =IF(x1<0,0,IF(x7*x3+x8>0,x7*x3,0-x8)) | =IF(x1<0,0,IF(x9*x3+x10>0,x9*x3,0-x10)) | =IF(x1<0,0,IF(x11*x3+x12>0,x11*x3,0-x12)) | =IF(x1<0,0,IF(x13*x3+x14>0,x13*x3,0-x14)) | =0.01*x15*(x16*x17+x18*x19)+10*(x20*x21+x22*x23+x24*x25+x26*x27)
| Unit rate 1 p/kWh scaler | Unit rate 2 p/kWh scaler | Unit rate 3 p/kWh scaler | Fixed charge p/MPAN/day scaler | Capacity charge p/kVA/day scaler | Reactive power charge p/kVArh scaler | Net revenues by tariff from scaler
Domestic Unrestricted | 1.1911 | 0 | 0 | 0 | 0 | 0 | 51937624.8494
Domestic Two Rate | 1.481 | 0.030062 | 0 | 0 | 0 | 0 | 3451065.1518
Domestic Off Peak (related MPAN) | 0.1015 | 0 | 0 | 0 | 0 | 0 | 85093.7457
Small Non Domestic Unrestricted | 1.123 | 0 | 0 | 0 | 0 | 0 | 9439857.1722
Small Non Domestic Two Rate | 1.4043 | 0.063331 | 0 | 0 | 0 | 0 | 3271573.0486
Small Non Domestic Off Peak (related MPAN) | 0.16061 | 0 | 0 | 0 | 0 | 0 | 12485.2224
LV Medium Non-Domestic | 1.1231 | 0.02652 | 0 | 0 | 0 | 0 | 3956.4688
LV Sub Medium Non-Domestic | 0.79154 | 0.019123 | 0 | 0 | 0 | 0 | 0
HV Medium Non-Domestic | 0.78709 | 0.018796 | 0 | 0 | 0 | 0 | 0
LV Network Domestic | 7.697 | 0.084205 | 0.025521 | 0 | 0 | 0 | 0
LV Network Non-Domestic Non-CT | 8.637 | 0.094489 | 0.028638 | 0 | 0 | 0 | 7176368.0285
LV HH Metered | 6.5105 | 0.071225 | 0.021587 | 0 | 0 | 0.098248 | 19076040.6386
LV Sub HH Metered | 6.3439 | 0.069402 | 0.021034 | 0 | 0 | 0.088308 | 2769570.7112
HV HH Metered | 5.575 | 0.06099 | 0.018485 | 0 | 0 | 0.078614 | 19482146.2403
NHH UMS category A | 0.72578 | 0 | 0 | 0 | 0 | 0 | 191068.7923
NHH UMS category B | 1.282 | 0 | 0 | 0 | 0 | 0 | 1559397.0043
NHH UMS category C | 2.3857 | 0 | 0 | 0 | 0 | 0 | 11877.5754
NHH UMS category D | 0.32001 | 0 | 0 | 0 | 0 | 0 | 4105.7318
LV UMS (Pseudo HH Metered) | 20.1583 | 0.073483 | 0.022271 | 0 | 0 | 0 | 736571.7523
LV Generation NHH or Aggregate HH | 0 | 0 | 0 | 0 | 0 | 0 | 0
LV Sub Generation NHH | 0 | 0 | 0 | 0 | 0 | 0 | 0
LV Generation Intermittent | 0 | 0 | 0 | 0 | 0 | 0 | 0
LV Generation Non-Intermittent | 0 | 0 | 0 | 0 | 0 | 0 | 0
LV Sub Generation Intermittent | 0 | 0 | 0 | 0 | 0 | 0 | 0
LV Sub Generation Non-Intermittent | 0 | 0 | 0 | 0 | 0 | 0 | 0
HV Generation Intermittent | 0 | 0 | 0 | 0 | 0 | 0 | 0
HV Generation Non-Intermittent | 0 | 0 | 0 | 0 | 0 | 0 | 0

## Adjust
Tariff component adjustment and rounding for Northern Powergrid (Northeast) in 2017/18 (April 2017 - Final Charges)
3601. Tariffs before rounding
Data sources:
x1 = 3307. Unit rate 1 p/kWh (total) (in Summary of charges before revenue matching)
x2 = 3510. Unit rate 1 p/kWh scaler (in Scaler)
x3 = 3307. Unit rate 2 p/kWh (total) (in Summary of charges before revenue matching)
x4 = 3510. Unit rate 2 p/kWh scaler (in Scaler)
x5 = 3307. Unit rate 3 p/kWh (total) (in Summary of charges before revenue matching)
x6 = 3510. Unit rate 3 p/kWh scaler (in Scaler)
x7 = 3307. Fixed charge p/MPAN/day (total) (in Summary of charges before revenue matching)
x8 = 3510. Fixed charge p/MPAN/day scaler (in Scaler)
x9 = 3307. Capacity charge p/kVA/day (total) (in Summary of charges before revenue matching)
x10 = 3510. Capacity charge p/kVA/day scaler (in Scaler)
x11 = 3307. Reactive power charge p/kVArh (in Summary of charges before revenue matching)
x12 = 3510. Reactive power charge p/kVArh scaler (in Scaler)
Kind: | Calculation | Calculation | Calculation | Calculation | Calculation | Calculation
Formula: | =x1+x2 | =x3+x4 | =x5+x6 | =x7+x8 | =x9+x10 | =x11+x12
| Unit rate 1 p/kWh | Unit rate 2 p/kWh | Unit rate 3 p/kWh | Fixed charge p/MPAN/day | Capacity charge p/kVA/day | Reactive power charge p/kVArh
Domestic Unrestricted | 2.3477 |  |  | 4.8897
Domestic Two Rate | 2.9063 | 0.096304 |  | 4.8897
Domestic Off Peak (related MPAN) | 0.28462
Small Non Domestic Unrestricted | 2.3911 |  |  | 5.2858
Small Non Domestic Two Rate | 2.9103 | 0.17463 |  | 5.2858
Small Non Domestic Off Peak (related MPAN) | 0.35838
LV Medium Non-Domestic | 2.3267 | 0.092051 |  | 45.457
LV Sub Medium Non-Domestic | 1.5487 | 0.07699 |  | 14.4242
HV Medium Non-Domestic | 1.1923 | 0.047205 |  | 150.3811
LV Network Domestic | 13.2143 | 0.954 | 0.082869 | 4.8897
LV Network Non-Domestic Non-CT | 14.8318 | 1.0712 | 0.093033 | 5.2858
LV HH Metered | 10.4941 | 0.69642 | 0.062063 | 14.1271 | 1.7638 | 0.23726
LV Sub HH Metered | 9.293 | 0.52766 | 0.049512 | 14.4242 | 2.2515 | 0.17511
HV HH Metered | 7.5562 | 0.3645 | 0.036338 | 150.3811 | 2.1231 | 0.13224
NHH UMS category A | 1.5682
NHH UMS category B | 2.3294
NHH UMS category C | 4.3099
NHH UMS category D | 1.0319
LV UMS (Pseudo HH Metered) | 34.5258 | 0.91346 | 0.078192
LV Generation NHH or Aggregate HH | -0.62489 |  |  | 0
LV Sub Generation NHH | -0.53651 |  |  | 0
LV Generation Intermittent | -0.62489 |  |  | 0 |  | 0.12104
LV Generation Non-Intermittent | -3.9279 | -0.61928 | -0.04083 | 0 |  | 0.12104
LV Sub Generation Intermittent | -0.53651 |  |  | 0 |  | 0.11506
LV Sub Generation Non-Intermittent | -3.3771 | -0.53094 | -0.034618 | 0 |  | 0.11506
HV Generation Intermittent | -0.36037 |  |  | 58.3385 |  | 0.084467
HV Generation Non-Intermittent | -2.2843 | -0.35393 | -0.021849 | 58.3385 |  | 0.084467
3602. Decimal places
| Unit rate 1 p/kWh | Unit rate 2 p/kWh | Unit rate 3 p/kWh | Fixed charge p/MPAN/day | Capacity charge p/kVA/day | Reactive power charge p/kVArh
Decimal places | 3 | 3 | 3 | 2 | 2 | 3
3603. Tariff rounding
Data sources:
x1 = 3601. Unit rate 1 p/kWh before rounding (in Tariffs before rounding)
x2 = 3602. Unit rate 1 p/kWh decimal places (in Decimal places)
x3 = 3601. Unit rate 2 p/kWh before rounding (in Tariffs before rounding)
x4 = 3602. Unit rate 2 p/kWh decimal places (in Decimal places)
x5 = 3601. Unit rate 3 p/kWh before rounding (in Tariffs before rounding)
x6 = 3602. Unit rate 3 p/kWh decimal places (in Decimal places)
x7 = 3601. Fixed charge p/MPAN/day before rounding (in Tariffs before rounding)
x8 = 3602. Fixed charge p/MPAN/day decimal places (in Decimal places)
x9 = 3601. Capacity charge p/kVA/day before rounding (in Tariffs before rounding)
x10 = 3602. Capacity charge p/kVA/day decimal places (in Decimal places)
x11 = 3601. Reactive power charge p/kVArh before rounding (in Tariffs before rounding)
x12 = 3602. Reactive power charge p/kVArh decimal places (in Decimal places)
Kind: | Calculation | Calculation | Calculation | Calculation | Calculation | Calculation
Formula: | =ROUND(x1,x2)-x1 | =ROUND(x3,x4)-x3 | =ROUND(x5,x6)-x5 | =ROUND(x7,x8)-x7 | =ROUND(x9,x10)-x9 | =ROUND(x11,x12)-x11
| Unit rate 1 p/kWh | Unit rate 2 p/kWh | Unit rate 3 p/kWh | Fixed charge p/MPAN/day | Capacity charge p/kVA/day | Reactive power charge p/kVArh
Domestic Unrestricted | 0.00030635 |  |  | 0.00029476
Domestic Two Rate | -0.00027212 | -0.00030435 |  | 0.00029476
Domestic Off Peak (related MPAN) | 0.00037663
Small Non Domestic Unrestricted | -0.00013688 |  |  | 0.0042075
Small Non Domestic Two Rate | -0.00034023 | 0.00037179 |  | 0.0042075
Small Non Domestic Off Peak (related MPAN) | -0.00037503
LV Medium Non-Domestic | 0.00030753 | -5.0741e-05 |  | 0.0029536
LV Sub Medium Non-Domestic | 0.00027245 | 1.0471e-05 |  | -0.0041775
HV Medium Non-Domestic | -0.00030659 | -0.00020518 |  | -0.0011278
LV Network Domestic | -0.00026608 | 4.4466e-06 | 0.00013076 | 0.00029476
LV Network Non-Domestic Non-CT | 0.00020768 | -0.00020981 | -3.272e-05 | 0.0042075
LV HH Metered | -0.00011128 | -0.00041515 | -6.3013e-05 | 0.0028879 | -0.0038008 | -0.00026451
LV Sub HH Metered | -3.4068e-05 | 0.00033875 | 0.0004878 | -0.0041775 | -0.0014579 | -0.00010832
HV HH Metered | -0.00021904 | -0.00049628 | -0.00033823 | -0.0011278 | -0.0030779 | -0.00024357
NHH UMS category A | -0.00020193
NHH UMS category B | -0.00038844
NHH UMS category C | 0.00012399
NHH UMS category D | 9.3849e-05
LV UMS (Pseudo HH Metered) | 0.00022097 | -0.00046287 | -0.00019164
LV Generation NHH or Aggregate HH | -0.00010806 |  |  | 0
LV Sub Generation NHH | -0.00048885 |  |  | 0
LV Generation Intermittent | -0.00010806 |  |  | 0 |  | -3.9219e-05
LV Generation Non-Intermittent | -0.00011949 | 0.00027979 | -0.00017025 | 0 |  | -3.9219e-05
LV Sub Generation Intermittent | -0.00048885 |  |  | 0 |  | -5.924e-05
LV Sub Generation Non-Intermittent | 6.2616e-05 | -6.0679e-05 | -0.00038158 | 0 |  | -5.924e-05
HV Generation Intermittent | 0.0003703 |  |  | 0.0014925 |  | -0.00046672
HV Generation Non-Intermittent | 0.0003353 | -6.9272e-05 | -0.00015082 | 0.0014925 |  | -0.00046672
3604. All the way tariffs
Data sources:
x1 = 3601. Unit rate 1 p/kWh before rounding (in Tariffs before rounding)
x2 = 3603. Unit rate 1 p/kWh rounding (in Tariff rounding)
x3 = 3601. Unit rate 2 p/kWh before rounding (in Tariffs before rounding)
x4 = 3603. Unit rate 2 p/kWh rounding (in Tariff rounding)
x5 = 3601. Unit rate 3 p/kWh before rounding (in Tariffs before rounding)
x6 = 3603. Unit rate 3 p/kWh rounding (in Tariff rounding)
x7 = 3601. Fixed charge p/MPAN/day before rounding (in Tariffs before rounding)
x8 = 3603. Fixed charge p/MPAN/day rounding (in Tariff rounding)
x9 = 3601. Capacity charge p/kVA/day before rounding (in Tariffs before rounding)
x10 = 3603. Capacity charge p/kVA/day rounding (in Tariff rounding)
x11 = 3601. Reactive power charge p/kVArh before rounding (in Tariffs before rounding)
x12 = 3603. Reactive power charge p/kVArh rounding (in Tariff rounding)
Kind: | Calculation | Calculation | Calculation | Calculation | Calculation | Calculation
Formula: | =x1+x2 | =x3+x4 | =x5+x6 | =x7+x8 | =x9+x10 | =x11+x12
| Unit rate 1 p/kWh | Unit rate 2 p/kWh | Unit rate 3 p/kWh | Fixed charge p/MPAN/day | Capacity charge p/kVA/day | Reactive power charge p/kVArh
Domestic Unrestricted | 2.348 |  |  | 4.89
Domestic Two Rate | 2.906 | 0.096 |  | 4.89
Domestic Off Peak (related MPAN) | 0.285
Small Non Domestic Unrestricted | 2.391 |  |  | 5.29
Small Non Domestic Two Rate | 2.91 | 0.175 |  | 5.29
Small Non Domestic Off Peak (related MPAN) | 0.358
LV Medium Non-Domestic | 2.327 | 0.092 |  | 45.46
LV Sub Medium Non-Domestic | 1.549 | 0.077 |  | 14.42
HV Medium Non-Domestic | 1.192 | 0.047 |  | 150.38
LV Network Domestic | 13.214 | 0.954 | 0.083 | 4.89
LV Network Non-Domestic Non-CT | 14.832 | 1.071 | 0.093 | 5.29
LV HH Metered | 10.494 | 0.696 | 0.062 | 14.13 | 1.76 | 0.237
LV Sub HH Metered | 9.293 | 0.528 | 0.05 | 14.42 | 2.25 | 0.175
HV HH Metered | 7.556 | 0.364 | 0.036 | 150.38 | 2.12 | 0.132
NHH UMS category A | 1.568
NHH UMS category B | 2.329
NHH UMS category C | 4.31
NHH UMS category D | 1.032
LV UMS (Pseudo HH Metered) | 34.526 | 0.913 | 0.078
LV Generation NHH or Aggregate HH | -0.625 |  |  | 0
LV Sub Generation NHH | -0.537 |  |  | 0
LV Generation Intermittent | -0.625 |  |  | 0 |  | 0.121
LV Generation Non-Intermittent | -3.928 | -0.619 | -0.041 | 0 |  | 0.121
LV Sub Generation Intermittent | -0.537 |  |  | 0 |  | 0.115
LV Sub Generation Non-Intermittent | -3.377 | -0.531 | -0.035 | 0 |  | 0.115
HV Generation Intermittent | -0.36 |  |  | 58.34 |  | 0.084
HV Generation Non-Intermittent | -2.284 | -0.354 | -0.022 | 58.34 |  | 0.084
3605. Net revenues by tariff from rounding
Data sources:
x1 = 1010. Days in the charging year (in Financial and general assumptions)
x2 = 3603. Fixed charge p/MPAN/day rounding (in Tariff rounding)
x3 = 2305. MPANs (in Equivalent volume for each end user)
x4 = 3603. Capacity charge p/kVA/day rounding (in Tariff rounding)
x5 = 2305. Import capacity (kVA) (in Equivalent volume for each end user)
x6 = 3603. Unit rate 1 p/kWh rounding (in Tariff rounding)
x7 = 2305. Rate 1 units (MWh) (in Equivalent volume for each end user)
x8 = 3603. Unit rate 2 p/kWh rounding (in Tariff rounding)
x9 = 2305. Rate 2 units (MWh) (in Equivalent volume for each end user)
x10 = 3603. Unit rate 3 p/kWh rounding (in Tariff rounding)
x11 = 2305. Rate 3 units (MWh) (in Equivalent volume for each end user)
x12 = 3603. Reactive power charge p/kVArh rounding (in Tariff rounding)
x13 = 2305. Reactive power units (MVArh) (in Equivalent volume for each end user)
Calculation =0.01*x1*(x2*x3+x4*x5)+10*(x6*x7+x8*x9+x10*x11+x12*x13)
Net revenues by tariff from rounding
Domestic Unrestricted | 14863.2057
Domestic Two Rate | -1249.9353
Domestic Off Peak (related MPAN) | 315.7434
Small Non Domestic Unrestricted | 23.7289
Small Non Domestic Two Rate | 8.1954
Small Non Domestic Off Peak (related MPAN) | -29.1526
LV Medium Non-Domestic | 1.0687
LV Sub Medium Non-Domestic | 0
HV Medium Non-Domestic | 0
LV Network Domestic | 0
LV Network Non-Domestic Non-CT | -347.3256
LV HH Metered | -26233.93
LV Sub HH Metered | 573.087
HV HH Metered | -23948.9149
NHH UMS category A | -53.1605
NHH UMS category B | -472.4944
NHH UMS category C | 0.61729
NHH UMS category D | 1.2041
LV UMS (Pseudo HH Metered) | -119.5428
LV Generation NHH or Aggregate HH | -0.42052
LV Sub Generation NHH | 0
LV Generation Intermittent | -18.7296
LV Generation Non-Intermittent | -3.8904
LV Sub Generation Intermittent | -3.1626
LV Sub Generation Non-Intermittent | 0
HV Generation Intermittent | 1630.6116
HV Generation Non-Intermittent | -232.2564
3606. Revenue forecast summary
Data sources:
x1 = 3403. Total net revenues before matching (£) (in Revenue surplus or shortfall)
x2 = 3510. Net revenues by tariff from scaler (in Scaler)
x3 = 3605. Net revenues by tariff from rounding
x4 = Total net revenues before matching (£) (in Revenue forecast summary)
x5 = Total net revenues from scaler (£) (in Revenue forecast summary)
x6 = Total net revenues from rounding (£) (in Revenue forecast summary)
x7 = Total net revenues (£) (in Revenue forecast summary)
x8 = 3402. Target CDCM revenue (£/year) (in Target CDCM revenue)
Kind: | Copy cells | Cell summation | Cell summation | Calculation | Calculation
Formula: | =x1 | =SUM(x2) | =SUM(x3) | =x4+x5+x6 | =x7-x8
| Total net revenues before matching (£) | Total net revenues from scaler (£) | Total net revenues from rounding (£) | Total net revenues (£) | Deviation from target revenue (£)
Revenue forecast summary | 153625517.7659 | 119208802.1337 | -35295.4536 | 272799024.4459 | -35295.4536
3607. Tariffs
Data sources:
x1 = 3604. Unit rate 1 p/kWh (in All the way tariffs)
x2 = 2304. Discount for each tariff (except for fixed charges) (in LDNO discounts and volumes adjusted for discount)
x3 = 3604. Unit rate 2 p/kWh (in All the way tariffs)
x4 = 3604. Unit rate 3 p/kWh (in All the way tariffs)
x5 = 3604. Fixed charge p/MPAN/day (in All the way tariffs)
x6 = 2304. Discount for each tariff for fixed charges only (in LDNO discounts and volumes adjusted for discount)
x7 = 3604. Capacity charge p/kVA/day (in All the way tariffs)
x8 = 3604. Reactive power charge p/kVArh (in All the way tariffs)
Kind: | Calculation | Calculation | Calculation | Calculation | Calculation | Calculation
Formula: | =ROUND(x1*(1-x2),3) | =ROUND(x3*(1-x2),3) | =ROUND(x4*(1-x2),3) | =ROUND(x5*(1-x6),2) | =ROUND(x7*(1-x2),2) | =ROUND(x8*(1-x2),3)
| Unit rate 1 p/kWh | Unit rate 2 p/kWh | Unit rate 3 p/kWh | Fixed charge p/MPAN/day | Capacity charge p/kVA/day | Reactive power charge p/kVArh
> Domestic Unrestricted
Domestic Unrestricted | 2.348 | 0 | 0 | 4.89 | 0 | 0
LDNO LV: Domestic Unrestricted | 1.415 | 0 | 0 | 2.95 | 0 | 0
LDNO HV: Domestic Unrestricted | 0.835 | 0 | 0 | 1.74 | 0 | 0
> Domestic Two Rate
Domestic Two Rate | 2.906 | 0.096 | 0 | 4.89 | 0 | 0
LDNO LV: Domestic Two Rate | 1.751 | 0.058 | 0 | 2.95 | 0 | 0
LDNO HV: Domestic Two Rate | 1.034 | 0.034 | 0 | 1.74 | 0 | 0
> Domestic Off Peak (related MPAN)
Domestic Off Peak (related MPAN) | 0.285 | 0 | 0 | 0 | 0 | 0
LDNO LV: Domestic Off Peak (related MPAN) | 0.172 | 0 | 0 | 0 | 0 | 0
LDNO HV: Domestic Off Peak (related MPAN) | 0.101 | 0 | 0 | 0 | 0 | 0
> Small Non Domestic Unrestricted
Small Non Domestic Unrestricted | 2.391 | 0 | 0 | 5.29 | 0 | 0
LDNO LV: Small Non Domestic Unrestricted | 1.441 | 0 | 0 | 3.19 | 0 | 0
LDNO HV: Small Non Domestic Unrestricted | 0.851 | 0 | 0 | 1.88 | 0 | 0
> Small Non Domestic Two Rate
Small Non Domestic Two Rate | 2.91 | 0.175 | 0 | 5.29 | 0 | 0
LDNO LV: Small Non Domestic Two Rate | 1.753 | 0.105 | 0 | 3.19 | 0 | 0
LDNO HV: Small Non Domestic Two Rate | 1.035 | 0.062 | 0 | 1.88 | 0 | 0
> Small Non Domestic Off Peak (related MPAN)
Small Non Domestic Off Peak (related MPAN) | 0.358 | 0 | 0 | 0 | 0 | 0
LDNO LV: Small Non Domestic Off Peak (related MPAN) | 0.216 | 0 | 0 | 0 | 0 | 0
LDNO HV: Small Non Domestic Off Peak (related MPAN) | 0.127 | 0 | 0 | 0 | 0 | 0
> LV Medium Non-Domestic
LV Medium Non-Domestic | 2.327 | 0.092 | 0 | 45.46 | 0 | 0
LDNO LV: LV Medium Non-Domestic | 1.402 | 0.055 | 0 | 27.39 | 0 | 0
LDNO HV: LV Medium Non-Domestic | 0.828 | 0.033 | 0 | 16.17 | 0 | 0
> LV Sub Medium Non-Domestic
LV Sub Medium Non-Domestic | 1.549 | 0.077 | 0 | 14.42 | 0 | 0
> HV Medium Non-Domestic
HV Medium Non-Domestic | 1.192 | 0.047 | 0 | 150.38 | 0 | 0
> LV Network Domestic
LV Network Domestic | 13.214 | 0.954 | 0.083 | 4.89 | 0 | 0
LDNO LV: LV Network Domestic | 7.962 | 0.575 | 0.05 | 2.95 | 0 | 0
LDNO HV: LV Network Domestic | 4.701 | 0.339 | 0.03 | 1.74 | 0 | 0
> LV Network Non-Domestic Non-CT
LV Network Non-Domestic Non-CT | 14.832 | 1.071 | 0.093 | 5.29 | 0 | 0
LDNO LV: LV Network Non-Domestic Non-CT | 8.937 | 0.645 | 0.056 | 3.19 | 0 | 0
LDNO HV: LV Network Non-Domestic Non-CT | 5.277 | 0.381 | 0.033 | 1.88 | 0 | 0
> LV HH Metered
LV HH Metered | 10.494 | 0.696 | 0.062 | 14.13 | 1.76 | 0.237
LDNO LV: LV HH Metered | 6.323 | 0.419 | 0.037 | 8.51 | 1.06 | 0.143
LDNO HV: LV HH Metered | 3.733 | 0.248 | 0.022 | 5.03 | 0.63 | 0.084
> LV Sub HH Metered
LV Sub HH Metered | 9.293 | 0.528 | 0.05 | 14.42 | 2.25 | 0.175
LDNO HV: LV Sub HH Metered | 5.554 | 0.316 | 0.03 | 8.62 | 1.34 | 0.105
> HV HH Metered
HV HH Metered | 7.556 | 0.364 | 0.036 | 150.38 | 2.12 | 0.132
LDNO HV: HV HH Metered | 5.548 | 0.267 | 0.026 | 110.42 | 1.56 | 0.097
> NHH UMS category A
NHH UMS category A | 1.568 | 0 | 0 | 0 | 0 | 0
LDNO LV: NHH UMS category A | 0.945 | 0 | 0 | 0 | 0 | 0
LDNO HV: NHH UMS category A | 0.558 | 0 | 0 | 0 | 0 | 0
> NHH UMS category B
NHH UMS category B | 2.329 | 0 | 0 | 0 | 0 | 0
LDNO LV: NHH UMS category B | 1.403 | 0 | 0 | 0 | 0 | 0
LDNO HV: NHH UMS category B | 0.829 | 0 | 0 | 0 | 0 | 0
> NHH UMS category C
NHH UMS category C | 4.31 | 0 | 0 | 0 | 0 | 0
LDNO LV: NHH UMS category C | 2.597 | 0 | 0 | 0 | 0 | 0
LDNO HV: NHH UMS category C | 1.533 | 0 | 0 | 0 | 0 | 0
> NHH UMS category D
NHH UMS category D | 1.032 | 0 | 0 | 0 | 0 | 0
LDNO LV: NHH UMS category D | 0.622 | 0 | 0 | 0 | 0 | 0
LDNO HV: NHH UMS category D | 0.367 | 0 | 0 | 0 | 0 | 0
> LV UMS (Pseudo HH Metered)
LV UMS (Pseudo HH Metered) | 34.526 | 0.913 | 0.078 | 0 | 0 | 0
LDNO LV: LV UMS (Pseudo HH Metered) | 20.803 | 0.55 | 0.047 | 0 | 0 | 0
LDNO HV: LV UMS (Pseudo HH Metered) | 12.283 | 0.325 | 0.028 | 0 | 0 | 0
> LV Generation NHH or Aggregate HH
LV Generation NHH or Aggregate HH | -0.625 | 0 | 0 | 0 | 0 | 0
LDNO LV: LV Generation NHH or Aggregate HH | -0.625 | 0 | 0 | 0 | 0 | 0
LDNO HV: LV Generation NHH or Aggregate HH | -0.625 | 0 | 0 | 0 | 0 | 0
> LV Sub Generation NHH
LV Sub Generation NHH | -0.537 | 0 | 0 | 0 | 0 | 0
LDNO HV: LV Sub Generation NHH | -0.537 | 0 | 0 | 0 | 0 | 0
> LV Generation Intermittent
LV Generation Intermittent | -0.625 | 0 | 0 | 0 | 0 | 0.121
LDNO LV: LV Generation Intermittent | -0.625 | 0 | 0 | 0 | 0 | 0.121
LDNO HV: LV Generation Intermittent | -0.625 | 0 | 0 | 0 | 0 | 0.121
> LV Generation Non-Intermittent
LV Generation Non-Intermittent | -3.928 | -0.619 | -0.041 | 0 | 0 | 0.121
LDNO LV: LV Generation Non-Intermittent | -3.928 | -0.619 | -0.041 | 0 | 0 | 0.121
LDNO HV: LV Generation Non-Intermittent | -3.928 | -0.619 | -0.041 | 0 | 0 | 0.121
> LV Sub Generation Intermittent
LV Sub Generation Intermittent | -0.537 | 0 | 0 | 0 | 0 | 0.115
LDNO HV: LV Sub Generation Intermittent | -0.537 | 0 | 0 | 0 | 0 | 0.115
> LV Sub Generation Non-Intermittent
LV Sub Generation Non-Intermittent | -3.377 | -0.531 | -0.035 | 0 | 0 | 0.115
LDNO HV: LV Sub Generation Non-Intermittent | -3.377 | -0.531 | -0.035 | 0 | 0 | 0.115
> HV Generation Intermittent
HV Generation Intermittent | -0.36 | 0 | 0 | 58.34 | 0 | 0.084
LDNO HV: HV Generation Intermittent | -0.36 | 0 | 0 | 0 | 0 | 0.084
> HV Generation Non-Intermittent
HV Generation Non-Intermittent | -2.284 | -0.354 | -0.022 | 58.34 | 0 | 0.084
LDNO HV: HV Generation Non-Intermittent | -2.284 | -0.354 | -0.022 | 0 | 0 | 0.084

## Tariffs
Tariffs for Northern Powergrid (Northeast) in 2017/18 (April 2017 - Final Charges)
3701. Tariffs
Data sources:
x1 = 3607. Unit rate 1 p/kWh (in Tariffs)
x2 = 3607. Unit rate 2 p/kWh (in Tariffs)
x3 = 3607. Unit rate 3 p/kWh (in Tariffs)
x4 = 3607. Fixed charge p/MPAN/day (in Tariffs)
x5 = 3607. Capacity charge p/kVA/day (in Tariffs)
x6 = 3607. Reactive power charge p/kVArh (in Tariffs)
Kind: | Input data | Fixed data | Copy cells | Copy cells | Copy cells | Copy cells | Copy cells | Copy cells | Input data
Formula: |  |  | = x1 | = x2 | = x3 | = x4 | = x5 | = x6
| Open LLFCs | PCs | Unit rate 1 p/kWh | Unit rate 2 p/kWh | Unit rate 3 p/kWh | Fixed charge p/MPAN/day | Capacity charge p/kVA/day | Reactive power charge p/kVArh | Closed LLFCs
Domestic Unrestricted | 1 | 1 | 2.348 | 0 | 0 | 4.89 | 0 | 0 | 998, 999
Domestic Two Rate | 2 | 2 | 2.906 | 0.096 | 0 | 4.89 | 0 | 0 | 0
Domestic Off Peak (related MPAN) | 12 | 2 | 0.285 | 0 | 0 | 0 | 0 | 0 | 0
Small Non Domestic Unrestricted | 203 | 3 | 2.391 | 0 | 0 | 5.29 | 0 | 0 | 0
Small Non Domestic Two Rate | 204 | 4 | 2.91 | 0.175 | 0 | 5.29 | 0 | 0 | 0
Small Non Domestic Off Peak (related MPAN) | 205 | 4 | 0.358 | 0 | 0 | 0 | 0 | 0 | 0
LV Medium Non-Domestic | 257 | 5-8 | 2.327 | 0.092 | 0 | 45.46 | 0 | 0 | 0
LV Sub Medium Non-Domestic | 265 | 5-8 | 1.549 | 0.077 | 0 | 14.42 | 0 | 0 | 0
HV Medium Non-Domestic | 304 | 5-8 | 1.192 | 0.047 | 0 | 150.38 | 0 | 0 | 0
LV Network Domestic | 249 |  | 13.214 | 0.954 | 0.083 | 4.89 | 0 | 0 | 0
LV Network Non-Domestic Non-CT | 278 |  | 14.832 | 1.071 | 0.093 | 5.29 | 0 | 0 | 0
LV HH Metered | 251 |  | 10.494 | 0.696 | 0.062 | 14.13 | 1.76 | 0.237 | 0
LV Sub HH Metered | 293 |  | 9.293 | 0.528 | 0.05 | 14.42 | 2.25 | 0.175 | 0
HV HH Metered | 301 |  | 7.556 | 0.364 | 0.036 | 150.38 | 2.12 | 0.132 | 0
NHH UMS category A | 506 | 8 | 1.568 | 0 | 0 | 0 | 0 | 0 | 0
NHH UMS category B | 507 | 1 | 2.329 | 0 | 0 | 0 | 0 | 0 | 0
NHH UMS category C | 508 | 1 | 4.31 | 0 | 0 | 0 | 0 | 0 | 0
NHH UMS category D | 509 | 1 | 1.032 | 0 | 0 | 0 | 0 | 0 | 0
LV UMS (Pseudo HH Metered) | 554 & 555 |  | 34.526 | 0.913 | 0.078 | 0 | 0 | 0 | 0
LV Generation NHH or Aggregate HH | 774 | 8&0 | -0.625 | 0 | 0 | 0 | 0 | 0 | 0
LV Sub Generation NHH | 776 | 8 | -0.537 | 0 | 0 | 0 | 0 | 0 | 0
LV Generation Intermittent | 792 |  | -0.625 | 0 | 0 | 0 | 0 | 0.121 | 0
LV Generation Non-Intermittent | 794 |  | -3.928 | -0.619 | -0.041 | 0 | 0 | 0.121 | 0
LV Sub Generation Intermittent | 793 |  | -0.537 | 0 | 0 | 0 | 0 | 0.115 | 0
LV Sub Generation Non-Intermittent | 795 |  | -3.377 | -0.531 | -0.035 | 0 | 0 | 0.115 | 0
HV Generation Intermittent | 796 |  | -0.36 | 0 | 0 | 58.34 | 0 | 0.084 | 0
HV Generation Non-Intermittent | 798 |  | -2.284 | -0.354 | -0.022 | 58.34 | 0 | 0.084 | 0
LDNO LV: Domestic Unrestricted | 150 | 1 | 1.415 | 0 | 0 | 2.95 | 0 | 0 | 0
LDNO LV: Domestic Two Rate | 151 | 2 | 1.751 | 0.058 | 0 | 2.95 | 0 | 0 | 0
LDNO LV: Domestic Off Peak (related MPAN) | 152 | 2 | 0.172 | 0 | 0 | 0 | 0 | 0 | 0
LDNO LV: Small Non Domestic Unrestricted | 153 | 3 | 1.441 | 0 | 0 | 3.19 | 0 | 0 | 0
LDNO LV: Small Non Domestic Two Rate | 154 | 4 | 1.753 | 0.105 | 0 | 3.19 | 0 | 0 | 0
LDNO LV: Small Non Domestic Off Peak (related MPAN) | 155 | 4 | 0.216 | 0 | 0 | 0 | 0 | 0 | 0
LDNO LV: LV Medium Non-Domestic | 156 | 5-8 | 1.402 | 0.055 | 0 | 27.39 | 0 | 0 | 0
LDNO LV: LV Network Domestic | 199 |  | 7.962 | 0.575 | 0.05 | 2.95 | 0 | 0 | 0
LDNO LV: LV Network Non-Domestic Non-CT | 206 |  | 8.937 | 0.645 | 0.056 | 3.19 | 0 | 0 | 0
LDNO LV: LV HH Metered | 157 |  | 6.323 | 0.419 | 0.037 | 8.51 | 1.06 | 0.143 | 0
LDNO LV: NHH UMS category A | 37 | 8 | 0.945 | 0 | 0 | 0 | 0 | 0 | 0
LDNO LV: NHH UMS category B | 38 | 1 | 1.403 | 0 | 0 | 0 | 0 | 0 | 0
LDNO LV: NHH UMS category C | 39 | 1 | 2.597 | 0 | 0 | 0 | 0 | 0 | 0
LDNO LV: NHH UMS category D | 40 | 1 | 0.622 | 0 | 0 | 0 | 0 | 0 | 0
LDNO LV: LV UMS (Pseudo HH Metered) | 170 |  | 20.803 | 0.55 | 0.047 | 0 | 0 | 0 | 0
LDNO LV: LV Generation NHH or Aggregate HH | 172 | 8&0 | -0.625 | 0 | 0 | 0 | 0 | 0 | 0
LDNO LV: LV Generation Intermittent | 173 |  | -0.625 | 0 | 0 | 0 | 0 | 0.121 | 0
LDNO LV: LV Generation Non-Intermittent | 174 |  | -3.928 | -0.619 | -0.041 | 0 | 0 | 0.121 | 0
LDNO HV: Domestic Unrestricted | 158 | 1 | 0.835 | 0 | 0 | 1.74 | 0 | 0 | 0
LDNO HV: Domestic Two Rate | 159 | 2 | 1.034 | 0.034 | 0 | 1.74 | 0 | 0 | 0
LDNO HV: Domestic Off Peak (related MPAN) | 160 | 2 | 0.101 | 0 | 0 | 0 | 0 | 0 | 0
LDNO HV: Small Non Domestic Unrestricted | 161 | 3 | 0.851 | 0 | 0 | 1.88 | 0 | 0 | 0
LDNO HV: Small Non Domestic Two Rate | 162 | 4 | 1.035 | 0.062 | 0 | 1.88 | 0 | 0 | 0
LDNO HV: Small Non Domestic Off Peak (related MPAN) | 163 | 4 | 0.127 | 0 | 0 | 0 | 0 | 0 | 0
LDNO HV: LV Medium Non-Domestic | 164 | 5-8 | 0.828 | 0.033 | 0 | 16.17 | 0 | 0 | 0
LDNO HV: LV Network Domestic | 207 |  | 4.701 | 0.339 | 0.03 | 1.74 | 0 | 0 | 0
LDNO HV: LV Network Non-Domestic Non-CT | 208 |  | 5.277 | 0.381 | 0.033 | 1.88 | 0 | 0 | 0
LDNO HV: LV HH Metered | 165 |  | 3.733 | 0.248 | 0.022 | 5.03 | 0.63 | 0.084 | 0
LDNO HV: LV Sub HH Metered | 166 |  | 5.554 | 0.316 | 0.03 | 8.62 | 1.34 | 0.105 | 0
LDNO HV: HV HH Metered | 167 |  | 5.548 | 0.267 | 0.026 | 110.42 | 1.56 | 0.097 | 0
LDNO HV: NHH UMS category A | 41 | 8 | 0.558 | 0 | 0 | 0 | 0 | 0 | 0
LDNO HV: NHH UMS category B | 42 | 1 | 0.829 | 0 | 0 | 0 | 0 | 0 | 0
LDNO HV: NHH UMS category C | 43 | 1 | 1.533 | 0 | 0 | 0 | 0 | 0 | 0
LDNO HV: NHH UMS category D | 44 | 1 | 0.367 | 0 | 0 | 0 | 0 | 0 | 0
LDNO HV: LV UMS (Pseudo HH Metered) | 171 |  | 12.283 | 0.325 | 0.028 | 0 | 0 | 0 | 0
LDNO HV: LV Generation NHH or Aggregate HH | 175 | 8&0 | -0.625 | 0 | 0 | 0 | 0 | 0 | 0
LDNO HV: LV Sub Generation NHH | 176 | 8 | -0.537 | 0 | 0 | 0 | 0 | 0 | 0
LDNO HV: LV Generation Intermittent | 177 |  | -0.625 | 0 | 0 | 0 | 0 | 0.121 | 0
LDNO HV: LV Generation Non-Intermittent | 178 |  | -3.928 | -0.619 | -0.041 | 0 | 0 | 0.121 | 0
LDNO HV: LV Sub Generation Intermittent | 179 |  | -0.537 | 0 | 0 | 0 | 0 | 0.115 | 0
LDNO HV: LV Sub Generation Non-Intermittent | 180 |  | -3.377 | -0.531 | -0.035 | 0 | 0 | 0.115 | 0
LDNO HV: HV Generation Intermittent | 181 |  | -0.36 | 0 | 0 | 0 | 0 | 0.084 | 0
LDNO HV: HV Generation Non-Intermittent | 182 |  | -2.284 | -0.354 | -0.022 | 0 | 0 | 0.084 | 0

## Summary
Summary for Northern Powergrid (Northeast) in 2017/18 (April 2017 - Final Charges)
This sheet is for information only. It can be deleted without affecting any calculations elsewhere in the model.
3801. Headline parameters
Data sources:
x1 = 1010. Annuity proportion for customer-contributed assets (in Financial and general assumptions)
x2 = 3606. Total net revenues from scaler (£) (in Revenue forecast summary)
x3 = 3606. Deviation from target revenue (£) (in Revenue forecast summary)
x4 = 3402. Target CDCM revenue (£/year) (in Target CDCM revenue)
Kind: | Copy cells | Copy cells | Copy cells | Calculation
Formula: | = x1 | = x2 | = x3 | =x3/x4
| Annuity proportion for customer-contributed assets | Total net revenues from scaler (£) | Deviation from target revenue (£) | Over/under recovery
Headline parameters | 0 | 119208802.1337 | -35295.4536 | -0.01294%
3802. Revenue summary
Data sources:
x1 = 1053. Rate 1 units (MWh) by tariff (in Volume forecasts for the charging year)
x2 = 1053. Rate 2 units (MWh) by tariff (in Volume forecasts for the charging year)
x3 = 1053. Rate 3 units (MWh) by tariff (in Volume forecasts for the charging year)
x4 = 1053. MPANs by tariff (in Volume forecasts for the charging year)
x5 = 1010. Days in the charging year (in Financial and general assumptions)
x6 = 3607. Fixed charge p/MPAN/day (in Tariffs)
x7 = 3607. Capacity charge p/kVA/day (in Tariffs)
x8 = 1053. Import capacity (kVA) by tariff (in Volume forecasts for the charging year)
x9 = 3607. Unit rate 1 p/kWh (in Tariffs)
x10 = 3607. Unit rate 2 p/kWh (in Tariffs)
x11 = 3607. Unit rate 3 p/kWh (in Tariffs)
x12 = 3607. Reactive power charge p/kVArh (in Tariffs)
x13 = 1053. Reactive power units (MVArh) by tariff (in Volume forecasts for the charging year)
x14 = All units (MWh) (in Revenue summary)
x15 = Net revenues (£) (in Revenue summary)
x16 = MPANs (in Revenue summary)
x17 = Revenues from unit rates (£) (in Revenue summary)
x18 = Net revenues from unit rate 1 (£) (in Revenue summary)
x19 = Net revenues from unit rate 2 (£) (in Revenue summary)
x20 = Net revenues from unit rate 3 (£) (in Revenue summary)
x21 = Revenues from fixed charges (£) (in Revenue summary)
x22 = Revenues from capacity charges (£) (in Revenue summary)
x23 = Revenues from reactive power charges (£) (in Revenue summary)
Kind: | Calculation | Copy cells | Calculation | Calculation | Calculation | Calculation | Calculation | Calculation | Calculation | Calculation | Calculation | Calculation | Calculation | Calculation | Calculation | Calculation | Calculation | Calculation | Calculation
Formula: | =x1+x2+x3 | = x4 | =0.01*x5*(x6*x4+x7*x8)+10*(x9*x1+x10*x2+x11*x3+x12*x13) | =10*(x9*x1+x10*x2+x11*x3) | =x6*x5*x4/100 | =x7*x5*x8/100 | =x12*x13*10 | =IF(x14<>0,0.1*x15/x14,"") | =IF(x16<>0,x15/x16,"") | =IF(x14<>0,0.1*x17/x14,0) | =x9*x1*10 | =x10*x2*10 | =x11*x3*10 | =IF(x17<>0,x18/x17,"") | =IF(x17<>0,x19/x17,"") | =IF(x17<>0,x20/x17,"") | =IF(x15<>0,x21/x15,"") | =IF(x15<>0,x22/x15,"") | =IF(x15<>0,x23/x15,"")
| All units (MWh) | MPANs | Net revenues (£) | Revenues from unit rates (£) | Revenues from fixed charges (£) | Revenues from capacity charges (£) | Revenues from reactive power charges (£) | Average p/kWh | Average £/MPAN | Average unit rate p/kWh | Net revenues from unit rate 1 (£) | Net revenues from unit rate 2 (£) | Net revenues from unit rate 3 (£) | Rate 1 revenue proportion | Rate 2 revenue proportion | Rate 3 revenue proportion | Fixed charge proportion | Capacity charge proportion | Reactive power charge proportion
> Domestic Unrestricted
Domestic Unrestricted | 4326557.4488 | 1385470.5437 | 126316139.8979 | 101587568.899 | 24728570.9989 | 0 | 0 | 2.9196 | 91.172 | 2.348 | 101587568.899 | 0 | 0 | 100% | 0% | 0% | 19.58% | 0% | 0%
LDNO LV: Domestic Unrestricted | 35097.7764 | 14640.9129 | 654279.5655 | 496633.5357 | 157646.0298 | 0 | 0 | 1.8642 | 44.6884 | 1.415 | 496633.5357 | 0 | 0 | 100% | 0% | 0% | 24.09% | 0% | 0%
LDNO HV: Domestic Unrestricted | 35463.7485 | 13368.1854 | 381023.6456 | 296122.3003 | 84901.3453 | 0 | 0 | 1.0744 | 28.5023 | 0.835 | 296122.3003 | 0 | 0 | 100% | 0% | 0% | 22.28% | 0% | 0%
> Domestic Two Rate
Domestic Two Rate | 464583.3427 | 87734.1662 | 8409272.1344 | 6843348.8699 | 1565923.2645 | 0 | 0 | 1.8101 | 95.8495 | 1.473 | 6615905.975 | 227442.8949 | 0 | 96.68% | 3.324% | 0% | 18.62% | 0% | 0%
LDNO LV: Domestic Two Rate | 87.2765 | 40.8086 | 1790.1807 | 1350.7739 | 439.4067 | 0 | 0 | 2.0512 | 43.8677 | 1.5477 | 1344.6951 | 6.0788 | 0 | 99.55% | 0.45% | 0% | 24.55% | 0% | 0%
LDNO HV: Domestic Two Rate | 3816.4524 | 879.533 | 20511.9619 | 14926.0479 | 5585.914 | 0 | 0 | 0.53746 | 23.3214 | 0.3911 | 14091.8215 | 834.2264 | 0 | 94.41% | 5.589% | 0% | 27.23% | 0% | 0%
> Domestic Off Peak (related MPAN)
Domestic Off Peak (related MPAN) | 83834.5566 | 17252.0674 | 238928.4862 | 238928.4862 | 0 | 0 | 0 | 0.285 | 13.8493 | 0.285 | 238928.4862 | 0 | 0 | 100% | 0% | 0% | 0% | 0% | 0%
LDNO LV: Domestic Off Peak (related MPAN) | 0 | 0 | 0 | 0 | 0 | 0 | 0 |  |  | 0 | 0 | 0 | 0
LDNO HV: Domestic Off Peak (related MPAN) | 0 | 0 | 0 | 0 | 0 | 0 | 0 |  |  | 0 | 0 | 0 | 0
> Small Non Domestic Unrestricted
Small Non Domestic Unrestricted | 839107.738 | 76321.5551 | 21536720.7604 | 20063066.0146 | 1473654.7458 | 0 | 0 | 2.5666 | 282.184 | 2.391 | 20063066.0146 | 0 | 0 | 100% | 0% | 0% | 6.843% | 0% | 0%
LDNO LV: Small Non Domestic Unrestricted | 1331.8498 | 147.6269 | 20910.8506 | 19191.9562 | 1718.8943 | 0 | 0 | 1.5701 | 141.6466 | 1.441 | 19191.9562 | 0 | 0 | 100% | 0% | 0% | 8.22% | 0% | 0%
LDNO HV: Small Non Domestic Unrestricted | 1987.2631 | 157.9365 | 17995.369 | 16911.6088 | 1083.7602 | 0 | 0 | 0.90554 | 113.9405 | 0.851 | 16911.6088 | 0 | 0 | 100% | 0% | 0% | 6.022% | 0% | 0%
> Small Non Domestic Two Rate
Small Non Domestic Two Rate | 363893.5538 | 17515.8369 | 7173600.9418 | 6835396.4044 | 338204.5373 | 0 | 0 | 1.9713 | 409.5494 | 1.8784 | 6595201.3214 | 240195.083 | 0 | 96.49% | 3.514% | 0% | 4.715% | 0% | 0%
LDNO LV: Small Non Domestic Two Rate | 0 | 0 | 0 | 0 | 0 | 0 | 0 |  |  | 0 | 0 | 0 | 0
LDNO HV: Small Non Domestic Two Rate | 621.3786 | 15.0348 | 3983.5904 | 3880.4219 | 103.1685 | 0 | 0 | 0.64109 | 264.9588 | 0.62449 | 3717.8808 | 162.5411 | 0 | 95.81% | 4.189% | 0% | 2.59% | 0% | 0%
> Small Non Domestic Off Peak (related MPAN)
Small Non Domestic Off Peak (related MPAN) | 7773.5044 | 516.3647 | 27829.1459 | 27829.1459 | 0 | 0 | 0 | 0.358 | 53.8944 | 0.358 | 27829.1459 | 0 | 0 | 100% | 0% | 0% | 0% | 0% | 0%
LDNO LV: Small Non Domestic Off Peak (related MPAN) | 0 | 0 | 0 | 0 | 0 | 0 | 0 |  |  | 0 | 0 | 0 | 0
LDNO HV: Small Non Domestic Off Peak (related MPAN) | 0 | 0 | 0 | 0 | 0 | 0 | 0 |  |  | 0 | 0 | 0 | 0
> LV Medium Non-Domestic
LV Medium Non-Domestic | 0 | 0 | 0 | 0 | 0 | 0 | 0 |  |  | 0 | 0 | 0 | 0
LDNO LV: LV Medium Non-Domestic | 0 | 0 | 0 | 0 | 0 | 0 | 0 |  |  | 0 | 0 | 0 | 0
LDNO HV: LV Medium Non-Domestic | 1176.6439 | 6.4435 | 8605.139 | 8224.8424 | 380.2965 | 0 | 0 | 0.73133 | 1335.4831 | 0.69901 | 8161.8407 | 63.0017 | 0 | 99.23% | 0.766% | 0% | 4.419% | 0% | 0%
> LV Sub Medium Non-Domestic
LV Sub Medium Non-Domestic | 0 | 0 | 0 | 0 | 0 | 0 | 0 |  |  | 0 | 0 | 0 | 0
> HV Medium Non-Domestic
HV Medium Non-Domestic | 0 | 0 | 0 | 0 | 0 | 0 | 0 |  |  | 0 | 0 | 0 | 0
> LV Network Domestic
LV Network Domestic | 0 | 0 | 0 | 0 | 0 | 0 | 0 |  |  | 0 | 0 | 0 | 0
LDNO LV: LV Network Domestic | 0 | 0 | 0 | 0 | 0 | 0 | 0 |  |  | 0 | 0 | 0 | 0
LDNO HV: LV Network Domestic | 0 | 0 | 0 | 0 | 0 | 0 | 0 |  |  | 0 | 0 | 0 | 0
> LV Network Non-Domestic Non-CT
LV Network Non-Domestic Non-CT | 647035.3131 | 9670.4851 | 15076437.198 | 14889714.6357 | 186722.5623 | 0 | 0 | 2.3301 | 1559.0156 | 2.3012 | 11741505.4586 | 2869237.7297 | 278971.4473 | 78.86% | 19.27% | 1.874% | 1.239% | 0% | 0%
LDNO LV: LV Network Non-Domestic Non-CT | 0 | 0 | 0 | 0 | 0 | 0 | 0 |  |  | 0 | 0 | 0 | 0
LDNO HV: LV Network Non-Domestic Non-CT | 0 | 0 | 0 | 0 | 0 | 0 | 0 |  |  | 0 | 0 | 0 | 0
> LV HH Metered
LV HH Metered | 2257299.9803 | 10235.8444 | 46830747.5779 | 36161330.6273 | 527908.5591 | 9713639.6404 | 427868.7511 | 2.0746 | 4575.1719 | 1.602 | 28973462.7848 | 6542313.3521 | 645554.4904 | 80.12% | 18.09% | 1.785% | 1.127% | 20.74% | 0.9136%
LDNO LV: LV HH Metered | 1522.8706 | 4.2956 | 16964.8494 | 15731.3959 | 133.4291 | 1005.94 | 94.0844 | 1.114 | 3949.3151 | 1.033 | 13006.7174 | 2454.0316 | 270.6468 | 82.68% | 15.6% | 1.72% | 0.7865% | 5.93% | 0.5546%
LDNO HV: LV HH Metered | 6704.6981 | 15.0348 | 44995.2552 | 38649.1384 | 276.0305 | 5318.7435 | 751.3428 | 0.6711 | 2992.7501 | 0.57645 | 31453.021 | 6481.4125 | 714.7049 | 81.38% | 16.77% | 1.849% | 0.6135% | 11.82% | 1.67%
> LV Sub HH Metered
LV Sub HH Metered | 364671.9674 | 531.8568 | 5870719.3981 | 4637346.6682 | 27993.219 | 1163253.2625 | 42126.2485 | 1.6099 | 11038.158 | 1.2716 | 3823618.4437 | 720161.9702 | 93566.2543 | 82.45% | 15.53% | 2.018% | 0.4768% | 19.81% | 0.7176%
LDNO HV: LV Sub HH Metered | 871.4539 | 2.1478 | 9793.3181 | 7270.5266 | 67.5769 | 2445.5 | 9.7146 | 1.1238 | 4559.6514 | 0.8343 | 5653.7153 | 1531.2893 | 85.522 | 77.76% | 21.06% | 1.176% | 0.69% | 24.97% | 0.0992%
> HV HH Metered
HV HH Metered | 2859946.1509 | 839.0146 | 38323932.4215 | 29093245.1267 | 460524.1971 | 8347090.8824 | 423072.2153 | 1.34 | 45677.3139 | 1.0173 | 24694788.7839 | 3869200.3826 | 529255.9602 | 84.88% | 13.3% | 1.819% | 1.202% | 21.78% | 1.104%
LDNO HV: HV HH Metered | 17421.0891 | 8.5913 | 162511.323 | 136137.0741 | 3462.5721 | 22491.3 | 420.3769 | 0.93284 | 18915.8304 | 0.78145 | 115637.2446 | 18293.6719 | 2206.1576 | 84.94% | 13.44% | 1.621% | 2.131% | 13.84% | 0.2587%
> NHH UMS category A
NHH UMS category A | 25971.9984 | 644.4635 | 407240.9347 | 407240.9347 | 0 | 0 | 0 | 1.568 | 631.9069 | 1.568 | 407240.9347 | 0 | 0 | 100% | 0% | 0% | 0% | 0% | 0%
LDNO LV: NHH UMS category A | 179.0291 | 96.652 | 1691.8251 | 1691.8251 | 0 | 0 | 0 | 0.945 | 17.5043 | 0.945 | 1691.8251 | 0 | 0 | 100% | 0% | 0% | 0% | 0% | 0%
LDNO HV: NHH UMS category A | 692.1234 | 64.4347 | 3862.0483 | 3862.0483 | 0 | 0 | 0 | 0.558 | 59.9374 | 0.558 | 3862.0483 | 0 | 0 | 100% | 0% | 0% | 0% | 0% | 0%
> NHH UMS category B
NHH UMS category B | 121639.3348 | 414.7066 | 2832980.1086 | 2832980.1086 | 0 | 0 | 0 | 2.329 | 6831.2885 | 2.329 | 2832980.1086 | 0 | 0 | 100% | 0% | 0% | 0% | 0% | 0%
LDNO LV: NHH UMS category B | 0 | 0 | 0 | 0 | 0 | 0 | 0 |  |  | 0 | 0 | 0 | 0
LDNO HV: NHH UMS category B | 0 | 0 | 0 | 0 | 0 | 0 | 0 |  |  | 0 | 0 | 0 | 0
> NHH UMS category C
NHH UMS category C | 497.8612 | 35.2739 | 21457.8176 | 21457.8176 | 0 | 0 | 0 | 4.31 | 608.3201 | 4.31 | 21457.8176 | 0 | 0 | 100% | 0% | 0% | 0% | 0% | 0%
LDNO LV: NHH UMS category C | 0 | 0 | 0 | 0 | 0 | 0 | 0 |  |  | 0 | 0 | 0 | 0
LDNO HV: NHH UMS category C | 0 | 0 | 0 | 0 | 0 | 0 | 0 |  |  | 0 | 0 | 0 | 0
> NHH UMS category D
NHH UMS category D | 1282.9896 | 18.1136 | 13240.4532 | 13240.4532 | 0 | 0 | 0 | 1.032 | 730.9667 | 1.032 | 13240.4532 | 0 | 0 | 100% | 0% | 0% | 0% | 0% | 0%
LDNO LV: NHH UMS category D | 0 | 0 | 0 | 0 | 0 | 0 | 0 |  |  | 0 | 0 | 0 | 0
LDNO HV: NHH UMS category D | 0 | 0 | 0 | 0 | 0 | 0 | 0 |  |  | 0 | 0 | 0 | 0
> LV UMS (Pseudo HH Metered)
LV UMS (Pseudo HH Metered) | 58578.3313 | 9.5335 | 1344161.5104 | 1344161.5104 | 0 | 0 | 0 | 2.2946 | 140993.7354 | 2.2946 | 1233455.0906 | 74135.4932 | 36570.9265 | 91.76% | 5.515% | 2.721% | 0% | 0% | 0%
LDNO LV: LV UMS (Pseudo HH Metered) | 0 | 0 | 0 | 0 | 0 | 0 | 0 |  |  | 0 | 0 | 0 | 0
LDNO HV: LV UMS (Pseudo HH Metered) | 0 | 0 | 0 | 0 | 0 | 0 | 0 |  |  | 0 | 0 | 0 | 0
> LV Generation NHH or Aggregate HH
LV Generation NHH or Aggregate HH | 389.163 | 59 | -2432.2688 | -2432.2688 | 0 | 0 | 0 | -0.625 | -41.2249 | -0.625 | -2432.2688 | 0 | 0 | 100% | 0% | 0% | 0% | 0% | 0%
LDNO LV: LV Generation NHH or Aggregate HH | 0 | 0 | 0 | 0 | 0 | 0 | 0 |  |  | 0 | 0 | 0 | 0
LDNO HV: LV Generation NHH or Aggregate HH | 0 | 0 | 0 | 0 | 0 | 0 | 0 |  |  | 0 | 0 | 0 | 0
> LV Sub Generation NHH
LV Sub Generation NHH | 0 | 0 | 0 | 0 | 0 | 0 | 0 |  |  | 0 | 0 | 0 | 0
LDNO HV: LV Sub Generation NHH | 0 | 0 | 0 | 0 | 0 | 0 | 0 |  |  | 0 | 0 | 0 | 0
> LV Generation Intermittent
LV Generation Intermittent | 17031.7656 | 135 | -105444.6101 | -106448.535 | 0 | 0 | 1003.9249 | -0.61911 | -781.0712 | -0.625 | -106448.535 | 0 | 0 | 100% | 0% | 0% | 0% | 0% | -0.9521%
LDNO LV: LV Generation Intermittent | 0 | 0 | 0 | 0 | 0 | 0 | 0 |  |  | 0 | 0 | 0 | 0
LDNO HV: LV Generation Intermittent | 0 | 0 | 0 | 0 | 0 | 0 | 0 |  |  | 0 | 0 | 0 | 0
> LV Generation Non-Intermittent
LV Generation Non-Intermittent | 16005.0413 | 9 | -101319.9908 | -101676.0538 | 0 | 0 | 356.0631 | -0.63305 | -11257.7768 | -0.63528 | -66771.2825 | -31099.5615 | -3805.2098 | 65.67% | 30.59% | 3.742% | 0% | 0% | -0.3514%
LDNO LV: LV Generation Non-Intermittent | 0 | 0 | 0 | 0 | 0 | 0 | 0 |  |  | 0 | 0 | 0 | 0
LDNO HV: LV Generation Non-Intermittent | 0 | 0 | 0 | 0 | 0 | 0 | 0 |  |  | 0 | 0 | 0 | 0
> LV Sub Generation Intermittent
LV Sub Generation Intermittent | 644.0621 | 4 | -3431.1998 | -3458.6135 | 0 | 0 | 27.4137 | -0.53274 | -857.7999 | -0.537 | -3458.6135 | 0 | 0 | 100% | 0% | 0% | 0% | 0% | -0.799%
LDNO HV: LV Sub Generation Intermittent | 0 | 0 | 0 | 0 | 0 | 0 | 0 |  |  | 0 | 0 | 0 | 0
> LV Sub Generation Non-Intermittent
LV Sub Generation Non-Intermittent | 0 | 0 | 0 | 0 | 0 | 0 | 0 |  |  | 0 | 0 | 0 | 0
LDNO HV: LV Sub Generation Non-Intermittent | 0 | 0 | 0 | 0 | 0 | 0 | 0 |  |  | 0 | 0 | 0 | 0
> HV Generation Intermittent
HV Generation Intermittent | 441524.6895 | 63 | -1575230.9641 | -1589488.8822 | 13415.283 | 0 | 842.6351 | -0.35677 | -25003.6661 | -0.36 | -1589488.8822 | 0 | 0 | 100% | 0% | 0% | -0.8516% | 0% | -0.05349%
LDNO HV: HV Generation Intermittent | 0 | 0 | 0 | 0 | 0 | 0 | 0 |  |  | 0 | 0 | 0 | 0
> HV Generation Non-Intermittent
HV Generation Non-Intermittent | 313488.0408 | 49 | -1185248.4853 | -1197884.9172 | 10434.109 | 0 | 2202.3229 | -0.37808 | -24188.7446 | -0.38212 | -814204.7692 | -343929.5337 | -39750.6143 | 67.97% | 28.71% | 3.318% | -0.8803% | 0% | -0.1858%
LDNO HV: HV Generation Non-Intermittent | 0 | 0 | 0 | 0 | 0 | 0 | 0 |  |  | 0 | 0 | 0 | 0
3803. Revenue summary by tariff component
Data sources:
x1 = 3802. All units (MWh) (in Revenue summary)
x2 = 3802. MPANs (in Revenue summary)
x3 = 3802. Net revenues (£) (in Revenue summary)
x4 = 3802. Revenues from unit rates (£) (in Revenue summary)
x5 = 3802. Revenues from fixed charges (£) (in Revenue summary)
x6 = 3802. Revenues from capacity charges (£) (in Revenue summary)
x7 = 3802. Revenues from reactive power charges (£) (in Revenue summary)
Kind: | Cell summation | Cell summation | Cell summation | Cell summation | Cell summation | Cell summation | Cell summation
Formula: | =SUM(x1) | =SUM(x2) | =SUM(x3) | =SUM(x4) | =SUM(x5) | =SUM(x6) | =SUM(x7)
| Total units (MWh) | Total MPANs | Total net revenues (£) | Total net revenues from unit rates (£) | Total revenues from fixed charges (£) | Total revenues from capacity charges (£) | Total revenues from reactive power charges (£)
Revenue summary by tariff component | 13318730.4872 | 1636976.4636 | 272799220.1894 | 223056049.9275 | 29589149.9 | 19255245.2688 | 898775.0932

## M-ATW
Tariff matrices for Northern Powergrid (Northeast) in 2017/18 (April 2017 - Final Charges)
This sheet provides matrices breaking down each tariff component into its elements.
This sheet is for information only. It can be deleted without affecting any calculations elsewhere in the model.
Domestic Unrestricted
Domestic Two Rate
Domestic Off Peak (related MPAN)
Small Non Domestic Unrestricted
Small Non Domestic Two Rate
Small Non Domestic Off Peak (related MPAN)
LV Medium Non-Domestic
LV Sub Medium Non-Domestic
HV Medium Non-Domestic
LV Network Domestic
LV Network Non-Domestic Non-CT
LV HH Metered
LV Sub HH Metered
HV HH Metered
NHH UMS category A
NHH UMS category B
NHH UMS category C
NHH UMS category D
LV UMS (Pseudo HH Metered)
LV Generation NHH or Aggregate HH
LV Sub Generation NHH
LV Generation Intermittent
LV Generation Non-Intermittent
LV Sub Generation Intermittent
LV Sub Generation Non-Intermittent
HV Generation Intermittent
HV Generation Non-Intermittent
Domestic Unrestricted
| Rate 1 units (MWh) | MPANs | MWh/year | MWh/MPAN/year
Domestic Unrestricted | 4360322.2101 | 1399048.2882 | 4360322.2101 | 3.1166
| Unit rate 1 p/kWh | Fixed charge p/MPAN/day | Revenue (£/year) | Average p/kWh | Average £/MPAN/year
Assets 132kV | 0.10668 | 0 | 4651525.7751 | 0.10668 | 3.3248
Assets 132kV/EHV | 0.045007 | 0 | 1962465.5015 | 0.045007 | 1.4027
Assets EHV | 0.19804 | 0 | 8635296.4332 | 0.19804 | 6.1723
Assets EHV/HV | 0.071288 | 0 | 3108370.745 | 0.071288 | 2.2218
Assets 132kV/HV | 0 | 0 | 0 | 0 | 0
Assets HV | 0.15539 | 0 | 6775386.5007 | 0.15539 | 4.8429
Assets HV/LV | 0.029365 | 0 | 1280422.5325 | 0.029365 | 0.91521
Assets LV circuits | 0 | 0.11031 | 563300.4954 | 0.012919 | 0.40263
Assets LV customer |  | 0 | 0 | 0 | 0
Assets HV customer |  | 0 | 0 | 0 | 0
Transmission exit | 0.12062 | 0 | 5259382.5034 | 0.12062 | 3.7593
Operating 132kV | 0.049664 | 0 | 2165506.7004 | 0.049664 | 1.5478
Operating 132kV/EHV | 0.020974 | 0 | 914536.573 | 0.020974 | 0.65368
Operating EHV | 0.095053 | 0 | 4144604.1913 | 0.095053 | 2.9624
Operating EHV/HV | 0.038241 | 0 | 1667413.4626 | 0.038241 | 1.1918
Operating 132kV/HV | 0 | 0 | 0 | 0 | 0
Operating HV | 0.14396 | 0 | 6277112.9819 | 0.14396 | 4.4867
Operating HV/LV | 0.082273 | 0 | 3587358.7362 | 0.082273 | 2.5641
Operating LV circuits | 0 | 0.88454 | 4516913.022 | 0.10359 | 3.2286
Operating LV customer |  | 3.8949 | 19889194.6542 | 0.45614 | 14.2162
Operating HV customer |  | 0 | 0 | 0 | 0
Scaler | 1.1911 | 0 | 51937624.8494 | 1.1911 | 37.1235
Rounding | 0.00030635 | 0.00029476 | 14863.2057 | 0.00034087 | 0.010624
Total | 2.348 | 4.89 | 127351278.8634 | 2.9207 | 91.0271
Domestic Two Rate
| Rate 1 units (MWh) | Rate 2 units (MWh) | MPANs | MWh/year | MWh/MPAN/year
Domestic Two Rate | 228194.7875 | 237798.9073 | 88071.6631 | 465993.6948 | 5.2911
| Unit rate 1 p/kWh | Unit rate 2 p/kWh | Fixed charge p/MPAN/day | Average unit rate (p/kWh) | Revenue (£/year) | Average p/kWh | Average £/MPAN/year
Assets 132kV | 0.13133 | 0.005564 | 0 | 0.067153 | 312928.8582 | 0.067153 | 3.5531
Assets 132kV/EHV | 0.05541 | 0.0023474 | 0 | 0.028332 | 132023.7957 | 0.028332 | 1.499
Assets EHV | 0.2438 | 0.012561 | 0 | 0.1258 | 586205.5114 | 0.1258 | 6.656
Assets EHV/HV | 0.087758 | 0.0045214 | 0 | 0.045282 | 211011.1768 | 0.045282 | 2.3959
Assets 132kV/HV | 0 | 0 | 0 | 0 | 0 | 0 | 0
Assets HV | 0.19129 | 0.0098554 | 0 | 0.098702 | 459945.8675 | 0.098702 | 5.2224
Assets HV/LV | 0.03615 | 0.0018625 | 0 | 0.018653 | 86921.2483 | 0.018653 | 0.98694
Assets LV circuits | 0 | 0 | 0.11031 | 0 | 35460.3997 | 0.0076096 | 0.40263
Assets LV customer |  |  | 0 | 0 | 0 | 0 | 0
Assets HV customer |  |  | 0 | 0 | 0 | 0 | 0
Transmission exit | 0.14997 | 0.0030442 | 0 | 0.074994 | 349466.7253 | 0.074994 | 3.968
Operating 132kV | 0.061142 | 0.0025903 | 0 | 0.031263 | 145683.2816 | 0.031263 | 1.6541
Operating 132kV/EHV | 0.025822 | 0.0010939 | 0 | 0.013203 | 61524.9489 | 0.013203 | 0.69858
Operating EHV | 0.11701 | 0.0060287 | 0 | 0.060378 | 281355.6939 | 0.060378 | 3.1946
Operating EHV/HV | 0.047076 | 0.0024254 | 0 | 0.02429 | 113192.0565 | 0.02429 | 1.2852
Operating 132kV/HV | 0 | 0 | 0 | 0 | 0 | 0 | 0
Operating HV | 0.17722 | 0.0091306 | 0 | 0.091443 | 426120.6612 | 0.091443 | 4.8383
Operating HV/LV | 0.10128 | 0.0052181 | 0 | 0.05226 | 243527.1886 | 0.05226 | 2.7651
Operating LV circuits | 0 | 0 | 0.88454 | 0 | 284344.7544 | 0.061019 | 3.2286
Operating LV customer |  |  | 3.8949 | 0 | 1252047.1708 | 0.26868 | 14.2162
Operating HV customer |  |  | 0 | 0 | 0 | 0 | 0
Scaler | 1.481 | 0.030062 | 0 | 0.74058 | 3451065.1518 | 0.74058 | 39.1847
Rounding | -0.00027212 | -0.00030435 | 0.00029476 | -0.00028856 | -1249.9353 | -0.00026823 | -0.014192
Total | 2.906 | 0.096 | 4.89 | 1.472 | 8431574.5552 | 1.8094 | 95.7354
Domestic Off Peak (related MPAN)
| Rate 1 units (MWh) | MWh/year
Domestic Off Peak (related MPAN) | 83834.5566 | 83834.5566
| Unit rate 1 p/kWh | Revenue (£/year) | Average p/kWh
Assets 132kV | 0.019426 | 16285.3496 | 0.019426
Assets 132kV/EHV | 0.0081956 | 6870.7427 | 0.0081956
Assets EHV | 0.032218 | 27009.6812 | 0.032218
Assets EHV/HV | 0.011597 | 9722.4344 | 0.011597
Assets 132kV/HV | 0 | 0 | 0
Assets HV | 0.025279 | 21192.2116 | 0.025279
Assets HV/LV | 0.0047772 | 4004.9354 | 0.0047772
Assets LV circuits | 0 | 0 | 0
Transmission exit | 0.010278 | 8616.8853 | 0.010278
Operating 132kV | 0.0090435 | 7581.6056 | 0.0090435
Operating 132kV/EHV | 0.0038193 | 3201.8629 | 0.0038193
Operating EHV | 0.015463 | 12963.5895 | 0.015463
Operating EHV/HV | 0.006221 | 5215.3746 | 0.006221
Operating 132kV/HV | 0 | 0 | 0
Operating HV | 0.02342 | 19633.7001 | 0.02342
Operating HV/LV | 0.013384 | 11220.6242 | 0.013384
Operating LV circuits | 0 | 0 | 0
Scaler | 0.1015 | 85093.7457 | 0.1015
Rounding | 0.00037663 | 315.7434 | 0.00037663
Total | 0.285 | 238928.4862 | 0.285
Small Non Domestic Unrestricted
| Rate 1 units (MWh) | MPANs | MWh/year | MWh/MPAN/year
Small Non Domestic Unrestricted | 840617.2372 | 76466.6953 | 840617.2372 | 10.9932
| Unit rate 1 p/kWh | Fixed charge p/MPAN/day | Revenue (£/year) | Average p/kWh | Average £/MPAN/year
Assets 132kV | 0.12482 | 0 | 1049243.248 | 0.12482 | 13.7216
Assets 132kV/EHV | 0.05266 | 0 | 442672.7436 | 0.05266 | 5.7891
Assets EHV | 0.21769 | 0 | 1829941.4218 | 0.21769 | 23.9312
Assets EHV/HV | 0.07836 | 0 | 658707.7149 | 0.07836 | 8.6143
Assets 132kV/HV | 0 | 0 | 0 | 0 | 0
Assets HV | 0.1708 | 0 | 1435800.207 | 0.1708 | 18.7768
Assets HV/LV | 0.032279 | 0 | 271339.6405 | 0.032279 | 3.5485
Assets LV circuits | 0 | 0.11031 | 30787.8775 | 0.0036625 | 0.40263
Assets LV customer |  | 0 | 0 | 0 | 0
Assets HV customer |  | 0 | 0 | 0 | 0
Transmission exit | 0.11372 | 0 | 955912.4005 | 0.11372 | 12.501
Operating 132kV | 0.058109 | 0 | 488472.6848 | 0.058109 | 6.388
Operating 132kV/EHV | 0.024541 | 0 | 206291.7354 | 0.024541 | 2.6978
Operating EHV | 0.10448 | 0 | 878300.235 | 0.10448 | 11.486
Operating EHV/HV | 0.042034 | 0 | 353348.4908 | 0.042034 | 4.6209
Operating 132kV/HV | 0 | 0 | 0 | 0 | 0
Operating HV | 0.15824 | 0 | 1330209.0026 | 0.15824 | 17.3959
Operating HV/LV | 0.090435 | 0 | 760212.0433 | 0.090435 | 9.9417
Operating LV circuits | 0 | 0.88454 | 246877.4055 | 0.029369 | 3.2286
Operating LV customer |  | 4.2909 | 1197617.5733 | 0.14247 | 15.662
Operating HV customer |  | 0 | 0 | 0 | 0
Scaler | 1.123 | 0 | 9439857.1722 | 1.123 | 123.4506
Rounding | -0.00013688 | 0.0042075 | 23.7289 | 2.8228e-06 | 0.00031032
Total | 2.391 | 5.29 | 21575615.3258 | 2.5666 | 282.157
Small Non Domestic Two Rate
| Rate 1 units (MWh) | Rate 2 units (MWh) | MPANs | MWh/year | MWh/MPAN/year
Small Non Domestic Two Rate | 226767.0174 | 137347.6019 | 17521.1858 | 364114.6192 | 20.7814
| Unit rate 1 p/kWh | Unit rate 2 p/kWh | Fixed charge p/MPAN/day | Average unit rate (p/kWh) | Revenue (£/year) | Average p/kWh | Average £/MPAN/year
Assets 132kV | 0.14578 | 0.01029 | 0 | 0.094675 | 344724.2579 | 0.094675 | 19.6747
Assets 132kV/EHV | 0.061506 | 0.0043413 | 0 | 0.039943 | 145438.1844 | 0.039943 | 8.3007
Assets EHV | 0.25801 | 0.02031 | 0 | 0.16835 | 612974.071 | 0.16835 | 34.9847
Assets EHV/HV | 0.092873 | 0.0073109 | 0 | 0.060598 | 220646.8168 | 0.060598 | 12.5931
Assets 132kV/HV | 0 | 0 | 0 | 0 | 0 | 0 | 0
Assets HV | 0.20244 | 0.015936 | 0 | 0.13209 | 480948.8914 | 0.13209 | 27.4496
Assets HV/LV | 0.038257 | 0.0030116 | 0 | 0.024962 | 90890.4307 | 0.024962 | 5.1875
Assets LV circuits | 0 | 0 | 0.11031 | 0 | 7054.5761 | 0.0019375 | 0.40263
Assets LV customer |  |  | 0 | 0 | 0 | 0 | 0
Assets HV customer |  |  | 0 | 0 | 0 | 0 | 0
Transmission exit | 0.14221 | 0.0064131 | 0 | 0.090985 | 331290.7377 | 0.090985 | 18.908
Operating 132kV | 0.06787 | 0.0047904 | 0 | 0.044076 | 160485.5538 | 0.044076 | 9.1595
Operating 132kV/EHV | 0.028663 | 0.0020231 | 0 | 0.018614 | 67776.243 | 0.018614 | 3.8682
Operating EHV | 0.12383 | 0.0097481 | 0 | 0.0808 | 294203.5544 | 0.0808 | 16.7913
Operating EHV/HV | 0.04982 | 0.0039218 | 0 | 0.032506 | 118360.8723 | 0.032506 | 6.7553
Operating 132kV/HV | 0 | 0 | 0 | 0 | 0 | 0 | 0
Operating HV | 0.18755 | 0.014764 | 0 | 0.12237 | 445579.0868 | 0.12237 | 25.4309
Operating HV/LV | 0.10718 | 0.0084375 | 0 | 0.069936 | 254647.6436 | 0.069936 | 14.5337
Operating LV circuits | 0 | 0 | 0.88454 | 0 | 56568.2206 | 0.015536 | 3.2286
Operating LV customer |  |  | 4.2909 | 0 | 274415.9392 | 0.075365 | 15.662
Operating HV customer |  |  | 0 | 0 | 0 | 0 | 0
Scaler | 1.4043 | 0.063331 | 0 | 0.8985 | 3271573.0486 | 0.8985 | 186.721
Rounding | -0.00034023 | 0.00037179 | 0.0042075 | -7.1649e-05 | 8.1954 | 2.2508e-06 | 0.00046774
Total | 2.91 | 0.175 | 5.29 | 1.8783 | 7177586.3239 | 1.9712 | 409.6519
Small Non Domestic Off Peak (related MPAN)
| Rate 1 units (MWh) | MWh/year
Small Non Domestic Off Peak (related MPAN) | 7773.5044 | 7773.5044
| Unit rate 1 p/kWh | Revenue (£/year) | Average p/kWh
Assets 132kV | 0.018888 | 1468.2533 | 0.018888
Assets 132kV/EHV | 0.0079688 | 619.4519 | 0.0079688
Assets EHV | 0.034597 | 2689.4314 | 0.034597
Assets EHV/HV | 0.012454 | 968.0907 | 0.012454
Assets 132kV/HV | 0 | 0 | 0
Assets HV | 0.027146 | 2110.1693 | 0.027146
Assets HV/LV | 0.00513 | 398.7829 | 0.00513
Assets LV circuits | 0 | 0 | 0
Transmission exit | 0.016264 | 1264.2966 | 0.016264
Operating 132kV | 0.0087932 | 683.5418 | 0.0087932
Operating 132kV/EHV | 0.0037136 | 288.6733 | 0.0037136
Operating EHV | 0.016605 | 1290.8218 | 0.016605
Operating EHV/HV | 0.0066805 | 519.3098 | 0.0066805
Operating 132kV/HV | 0 | 0 | 0
Operating HV | 0.025149 | 1954.9838 | 0.025149
Operating HV/LV | 0.014373 | 1117.2697 | 0.014373
Operating LV circuits | 0 | 0 | 0
Scaler | 0.16061 | 12485.2224 | 0.16061
Rounding | -0.00037503 | -29.1526 | -0.00037503
Total | 0.358 | 27829.1459 | 0.358
LV Medium Non-Domestic
| Rate 1 units (MWh) | Rate 2 units (MWh) | MPANs | MWh/year | MWh/MPAN/year
LV Medium Non-Domestic | 350.6891 | 67.9208 | 2.2924 | 418.6099 | 182.6104
| Unit rate 1 p/kWh | Unit rate 2 p/kWh | Fixed charge p/MPAN/day | Average unit rate (p/kWh) | Revenue (£/year) | Average p/kWh | Average £/MPAN/year
Assets 132kV | 0.11613 | 0.0056552 | 0 | 0.098202 | 411.0841 | 0.098202 | 179.3274
Assets 132kV/EHV | 0.048993 | 0.0023859 | 0 | 0.041431 | 173.4352 | 0.041431 | 75.6577
Assets EHV | 0.20639 | 0.012429 | 0 | 0.17492 | 732.2196 | 0.17492 | 319.4166
Assets EHV/HV | 0.074291 | 0.0044738 | 0 | 0.062963 | 263.5706 | 0.062963 | 114.9775
Assets 132kV/HV | 0 | 0 | 0 | 0 | 0 | 0 | 0
Assets HV | 0.16193 | 0.0097516 | 0 | 0.13724 | 574.5108 | 0.13724 | 250.6191
Assets HV/LV | 0.030603 | 0.0018429 | 0 | 0.025936 | 108.5719 | 0.025936 | 47.3624
Assets LV circuits | 0 | 0 | 3.4739 | 0 | 29.0666 | 0.0069436 | 12.6797
Assets LV customer |  |  | 0 | 0 | 0 | 0 | 0
Assets HV customer |  |  | 0 | 0 | 0 | 0 | 0
Transmission exit | 0.11373 | 0.0026855 | 0 | 0.095709 | 400.6456 | 0.095709 | 174.7739
Operating 132kV | 0.054062 | 0.0026328 | 0 | 0.045718 | 191.3792 | 0.045718 | 83.4854
Operating 132kV/EHV | 0.022832 | 0.0011119 | 0 | 0.019308 | 80.8232 | 0.019308 | 35.2576
Operating EHV | 0.099058 | 0.0059652 | 0 | 0.083953 | 351.4368 | 0.083953 | 153.3074
Operating EHV/HV | 0.039852 | 0.0023999 | 0 | 0.033775 | 141.3863 | 0.033775 | 61.677
Operating 132kV/HV | 0 | 0 | 0 | 0 | 0 | 0 | 0
Operating HV | 0.15003 | 0.0090345 | 0 | 0.12715 | 532.2603 | 0.12715 | 232.1882
Operating HV/LV | 0.085739 | 0.0051632 | 0 | 0.072666 | 304.1858 | 0.072666 | 132.6951
Operating LV circuits | 0 | 0 | 27.856 | 0 | 233.0752 | 0.055678 | 101.6745
Operating LV customer |  |  | 14.1271 | 0 | 118.2035 | 0.028237 | 51.564
Operating HV customer |  |  | 0 | 0 | 0 | 0 | 0
Scaler | 1.1231 | 0.02652 | 0 | 0.94514 | 3956.4688 | 0.94514 | 1725.9324
Rounding | 0.00030753 | -5.0741e-05 | 0.0029536 | 0.0002494 | 1.0687 | 0.0002553 | 0.46621
Total | 2.327 | 0.092 | 45.46 | 1.9644 | 8603.3922 | 2.0552 | 3753.0623
LV Sub Medium Non-Domestic
| Rate 1 units (MWh) | Rate 2 units (MWh) | MPANs | MWh/year | MWh/MPAN/year
LV Sub Medium Non-Domestic | 0 | 0 | 0 | 0
| Unit rate 1 p/kWh | Unit rate 2 p/kWh | Fixed charge p/MPAN/day | Average unit rate (p/kWh) | Revenue (£/year) | Average p/kWh | Average £/MPAN/year
Assets 132kV | 0.080529 | 0.0066148 | 0 | 0 | 0
Assets 132kV/EHV | 0.033975 | 0.0027908 | 0 | 0 | 0
Assets EHV | 0.14366 | 0.01189 | 0 | 0 | 0
Assets EHV/HV | 0.051711 | 0.00428 | 0 | 0 | 0
Assets 132kV/HV | 0 | 0 | 0 | 0 | 0
Assets HV | 0.11272 | 0.0093291 | 0 | 0 | 0
Assets HV/LV | 0 | 0 | 0 | 0 | 0
Assets LV circuits | 0 | 0 | 0 | 0 | 0
Assets LV customer |  |  | 0 | 0 | 0
Assets HV customer |  |  | 0 | 0 | 0
Transmission exit | 0.080154 | 0.0019364 | 0 | 0 | 0
Operating 132kV | 0.03749 | 0.0030795 | 0 | 0 | 0
Operating 132kV/EHV | 0.015833 | 0.0013005 | 0 | 0 | 0
Operating EHV | 0.06895 | 0.0057068 | 0 | 0 | 0
Operating EHV/HV | 0.027739 | 0.0022959 | 0 | 0 | 0
Operating 132kV/HV | 0 | 0 | 0 | 0 | 0
Operating HV | 0.10443 | 0.008643 | 0 | 0 | 0
Operating HV/LV | 0 | 0 | 0 | 0 | 0
Operating LV circuits | 0 | 0 | 0 | 0 | 0
Operating LV customer |  |  | 14.4242 | 0 | 0
Operating HV customer |  |  | 0 | 0 | 0
Scaler | 0.79154 | 0.019123 | 0 | 0 | 0
Rounding | 0.00027245 | 1.0471e-05 | -0.0041775 | 0 | 0
Total | 1.549 | 0.077 | 14.42 | 0 | 0 | 0 | 0
HV Medium Non-Domestic
| Rate 1 units (MWh) | Rate 2 units (MWh) | MPANs | MWh/year | MWh/MPAN/year
HV Medium Non-Domestic | 0 | 0 | 0 | 0
| Unit rate 1 p/kWh | Unit rate 2 p/kWh | Fixed charge p/MPAN/day | Average unit rate (p/kWh) | Revenue (£/year) | Average p/kWh | Average £/MPAN/year
Assets 132kV | 0.079087 | 0.0064115 | 0 | 0 | 0
Assets 132kV/EHV | 0.032629 | 0.0026452 | 0 | 0 | 0
Assets EHV | 0.10688 | 0.0087419 | 0 | 0 | 0
Assets EHV/HV | 0 | 0 | 0 | 0 | 0
Assets 132kV/HV | 0 | 0 | 0 | 0 | 0
Assets HV | 0 | 0 | 0 | 0 | 0
Assets HV/LV | 0 | 0 | 0 | 0 | 0
Assets LV circuits | 0 | 0 | 0 | 0 | 0
Assets LV customer |  |  | 0 | 0 | 0
Assets HV customer |  |  | 0 | 0 | 0
Transmission exit | 0.079704 | 0.0019034 | 0 | 0 | 0
Operating 132kV | 0.036893 | 0.0029908 | 0 | 0 | 0
Operating 132kV/EHV | 0.01558 | 0.0012631 | 0 | 0 | 0
Operating EHV | 0.054443 | 0.0044531 | 0 | 0 | 0
Operating EHV/HV | 0 | 0 | 0 | 0 | 0
Operating 132kV/HV | 0 | 0 | 0 | 0 | 0
Operating HV | 0 | 0 | 0 | 0 | 0
Operating HV/LV | 0 | 0 | 0 | 0 | 0
Operating LV circuits | 0 | 0 | 0 | 0 | 0
Operating LV customer |  |  | 0 | 0 | 0
Operating HV customer |  |  | 150.3811 | 0 | 0
Scaler | 0.78709 | 0.018796 | 0 | 0 | 0
Rounding | -0.00030659 | -0.00020518 | -0.0011278 | 0 | 0
Total | 1.192 | 0.047 | 150.38 | 0 | 0 | 0 | 0
LV Network Domestic
| Rate 1 units (MWh) | Rate 2 units (MWh) | Rate 3 units (MWh) | MPANs | MWh/year | MWh/MPAN/year
LV Network Domestic | 0 | 0 | 0 | 0 | 0
| Unit rate 1 p/kWh | Unit rate 2 p/kWh | Unit rate 3 p/kWh | Fixed charge p/MPAN/day | Average unit rate (p/kWh) | Revenue (£/year) | Average p/kWh | Average £/MPAN/year
Assets 132kV | 0.42997 | 0.11489 | 0.0046063 | 0 | 0 | 0
Assets 132kV/EHV | 0.18141 | 0.048473 | 0.0019434 | 0 | 0 | 0
Assets EHV | 0.93513 | 0.15136 | 0.010994 | 0 | 0 | 0
Assets EHV/HV | 0.33661 | 0.054483 | 0.0039572 | 0 | 0 | 0
Assets 132kV/HV | 0 | 0 | 0 | 0 | 0 | 0
Assets HV | 0.73372 | 0.11876 | 0.0086257 | 0 | 0 | 0
Assets HV/LV | 0.13866 | 0.022443 | 0.0016301 | 0 | 0 | 0
Assets LV circuits | 0 | 0 | 0 | 0.11031 | 0 | 0
Assets LV customer |  |  |  | 0 | 0 | 0
Assets HV customer |  |  |  | 0 | 0 | 0
Transmission exit | 0.77943 | 0.0085269 | 0.0025843 | 0 | 0 | 0
Operating 132kV | 0.20017 | 0.053488 | 0.0021444 | 0 | 0 | 0
Operating 132kV/EHV | 0.084537 | 0.022589 | 0.00090564 | 0 | 0 | 0
Operating EHV | 0.44883 | 0.072646 | 0.0052765 | 0 | 0 | 0
Operating EHV/HV | 0.18057 | 0.029226 | 0.0021228 | 0 | 0 | 0
Operating 132kV/HV | 0 | 0 | 0 | 0 | 0 | 0
Operating HV | 0.67976 | 0.11002 | 0.0079913 | 0 | 0 | 0
Operating HV/LV | 0.38848 | 0.062879 | 0.004567 | 0 | 0 | 0
Operating LV circuits | 0 | 0 | 0 | 0.88454 | 0 | 0
Operating LV customer |  |  |  | 3.8949 | 0 | 0
Operating HV customer |  |  |  | 0 | 0 | 0
Scaler | 7.697 | 0.084205 | 0.025521 | 0 | 0 | 0
Rounding | -0.00026608 | 4.4466e-06 | 0.00013076 | 0.00029476 | 0 | 0
Total | 13.214 | 0.954 | 0.083 | 4.89 | 0 | 0 | 0 | 0
LV Network Non-Domestic Non-CT
| Rate 1 units (MWh) | Rate 2 units (MWh) | Rate 3 units (MWh) | MPANs | MWh/year | MWh/MPAN/year
LV Network Non-Domestic Non-CT | 79163.3324 | 267902.6825 | 299969.2982 | 9670.4851 | 647035.3131 | 66.9083
| Unit rate 1 p/kWh | Unit rate 2 p/kWh | Unit rate 3 p/kWh | Fixed charge p/MPAN/day | Average unit rate (p/kWh) | Revenue (£/year) | Average p/kWh | Average £/MPAN/year
Assets 132kV | 0.48294 | 0.12905 | 0.0051737 | 0 | 0.11492 | 743549.4507 | 0.11492 | 76.8885
Assets 132kV/EHV | 0.20375 | 0.054444 | 0.0021828 | 0 | 0.048483 | 313701.3996 | 0.048483 | 32.4391
Assets EHV | 1.05 | 0.16995 | 0.012344 | 0 | 0.20456 | 1323565.8902 | 0.20456 | 136.8665
Assets EHV/HV | 0.37796 | 0.061177 | 0.0044434 | 0 | 0.073633 | 476432.2249 | 0.073633 | 49.2666
Assets 132kV/HV | 0 | 0 | 0 | 0 | 0 | 0 | 0 | 0
Assets HV | 0.82386 | 0.13335 | 0.0096854 | 0 | 0.1605 | 1038490.1705 | 0.1605 | 107.3876
Assets HV/LV | 0.15569 | 0.0252 | 0.0018304 | 0 | 0.030331 | 196255.4039 | 0.030331 | 20.2943
Assets LV circuits | 0 | 0 | 0 | 0.11031 | 0 | 3893.6391 | 0.00060177 | 0.40263
Assets LV customer |  |  |  | 0 | 0 | 0 | 0 | 0
Assets HV customer |  |  |  | 0 | 0 | 0 | 0 | 0
Transmission exit | 0.87461 | 0.0095682 | 0.0029 | 0 | 0.11231 | 726703.7058 | 0.11231 | 75.1466
Operating 132kV | 0.22483 | 0.060077 | 0.0024086 | 0 | 0.053499 | 346157.6686 | 0.053499 | 35.7953
Operating 132kV/EHV | 0.094951 | 0.025372 | 0.0010172 | 0 | 0.022594 | 146189.2719 | 0.022594 | 15.1171
Operating EHV | 0.50397 | 0.081571 | 0.0059247 | 0 | 0.09818 | 635259.8059 | 0.09818 | 65.6906
Operating EHV/HV | 0.20275 | 0.032817 | 0.0023836 | 0 | 0.039499 | 255571.0277 | 0.039499 | 26.4279
Operating 132kV/HV | 0 | 0 | 0 | 0 | 0 | 0 | 0 | 0
Operating HV | 0.76327 | 0.12354 | 0.0089731 | 0 | 0.1487 | 962117.8261 | 0.1487 | 99.4901
Operating HV/LV | 0.43621 | 0.070604 | 0.0051281 | 0 | 0.08498 | 549848.6005 | 0.08498 | 56.8584
Operating LV circuits | 0 | 0 | 0 | 0.88454 | 0 | 31221.7531 | 0.0048254 | 3.2286
Operating LV customer |  |  |  | 4.2909 | 0 | 151458.6567 | 0.023408 | 15.662
Operating HV customer |  |  |  | 0 | 0 | 0 | 0 | 0
Scaler | 8.637 | 0.094489 | 0.028638 | 0 | 1.1091 | 7176368.0285 | 1.1091 | 742.0898
Rounding | 0.00020768 | -0.00020981 | -3.272e-05 | 0.0042075 | -7.6632e-05 | -347.3256 | -5.368e-05 | -0.035916
Total | 14.832 | 1.071 | 0.093 | 5.29 | 2.3012 | 15076437.198 | 2.3301 | 1559.0156
LV HH Metered
| Rate 1 units (MWh) | Rate 2 units (MWh) | Rate 3 units (MWh) | MPANs | Import capacity (kVA) | Reactive power units (MVArh) | MWh/year | MWh/MPAN/year
LV HH Metered | 276519.2126 | 941270.2382 | 1042813.4302 | 10243.7816 | 1513065.4201 | 180893.1983 | 2260602.881 | 220.6805
| Unit rate 1 p/kWh | Unit rate 2 p/kWh | Unit rate 3 p/kWh | Fixed charge p/MPAN/day | Capacity charge p/kVA/day | Reactive power charge p/kVArh | Average unit rate (p/kWh) | Revenue (£/year) | Average p/kWh | Average £/MPAN/year | Average p/kVA/day
Assets 132kV | 0.36394 | 0.097248 | 0.0038989 |  | 0 | 0.0097252 | 0.087586 | 1979979.0794 | 0.087586 | 193.286 | 0.35852
Assets 132kV/EHV | 0.15355 | 0.041029 | 0.0016449 |  | 0 | 0.0067692 | 0.037166 | 840170.4177 | 0.037166 | 82.0176 | 0.15213
Assets EHV | 0.79139 | 0.12809 | 0.0093037 |  | 0 | 0.029077 | 0.15676 | 3543654.6389 | 0.15676 | 345.9323 | 0.64165
Assets EHV/HV | 0.28487 | 0.046108 | 0.003349 |  | 0 | 0.012635 | 0.0566 | 1279500.9745 | 0.0566 | 124.9051 | 0.23168
Assets 132kV/HV | 0 | 0 | 0 |  | 0 | 0 | 0 | 0 | 0 | 0 | 0
Assets HV | 0.49675 | 0.080403 | 0.0058398 |  | 0.1791 | 0.022033 | 0.098698 | 3220261.5485 | 0.14245 | 314.3626 | 0.5831
Assets HV/LV | 0 | 0 | 0 |  | 0.16923 | 0 | 0 | 934603.743 | 0.041343 | 91.2362 | 0.16923
Assets LV circuits | 0 | 0 | 0 |  | 0.085979 | 0 | 0 | 474836.7544 | 0.021005 | 46.3537 | 0.085979
Assets LV customer |  |  |  | 0 |  |  | 0 | 0 | 0 | 0 | 0
Assets HV customer |  |  |  | 0 |  |  | 0 | 0 | 0 | 0 | 0
Transmission exit | 0.65928 | 0.0072125 | 0.002186 |  | 0 | 0.0099489 | 0.085451 | 1931705.4767 | 0.085451 | 188.5735 | 0.34978
Operating 132kV | 0.16943 | 0.045273 | 0.0018151 |  | 0 | 0.0045275 | 0.040776 | 921774.5252 | 0.040776 | 89.9838 | 0.16691
Operating 132kV/EHV | 0.071554 | 0.01912 | 0.00076656 |  | 0 | 0.0031545 | 0.01732 | 391531.2518 | 0.01732 | 38.2214 | 0.070895
Operating EHV | 0.37983 | 0.06148 | 0.0044654 |  | 0 | 0.013956 | 0.075237 | 1700815.4824 | 0.075237 | 166.0339 | 0.30797
Operating EHV/HV | 0.15281 | 0.024734 | 0.0017965 |  | 0 | 0.0067779 | 0.030362 | 686358.6506 | 0.030362 | 67.0025 | 0.12428
Operating 132kV/HV | 0 | 0 | 0 |  | 0 | 0 | 0 | 0 | 0 | 0 | 0
Operating HV | 0.46022 | 0.07449 | 0.0054104 |  | 0.16593 | 0.020413 | 0.091439 | 2983438.0031 | 0.13198 | 291.2438 | 0.54021
Operating HV/LV | 0 | 0 | 0 |  | 0.47413 | 0 | 0 | 2618478.5234 | 0.11583 | 255.6164 | 0.47413
Operating LV circuits | 0 | 0 | 0 |  | 0.68944 | 0 | 0 | 3807552.6954 | 0.16843 | 371.6941 | 0.68944
Operating LV customer |  |  |  | 14.1271 |  |  | 0 | 528209.9362 | 0.023366 | 51.564 | 0.095644
Operating HV customer |  |  |  | 0 |  |  | 0 | 0 | 0 | 0 | 0
Scaler | 6.5105 | 0.071225 | 0.021587 | 0 | 0 | 0.098248 | 0.84385 | 19076040.6386 | 0.84385 | 1862.2069 | 3.4541
Rounding | -0.00011128 | -0.00041515 | -6.3013e-05 | 0.0028879 | -0.0038008 | -0.00026451 | -0.00023671 | -26233.93 | -0.0011605 | -2.561 | -0.0047502
Total | 10.494 | 0.696 | 0.062 | 14.13 | 1.76 | 0.237 | 1.621 | 46892678.41 | 2.0743 | 4577.6726 | 8.4909
LV Sub HH Metered
| Rate 1 units (MWh) | Rate 2 units (MWh) | Rate 3 units (MWh) | MPANs | Import capacity (kVA) | Reactive power units (MVArh) | MWh/year | MWh/MPAN/year
LV Sub HH Metered | 41205.9875 | 136683.9403 | 187302.8917 | 533.1405 | 141943.0737 | 24077.6718 | 365192.8194 | 684.9842
| Unit rate 1 p/kWh | Unit rate 2 p/kWh | Unit rate 3 p/kWh | Fixed charge p/MPAN/day | Capacity charge p/kVA/day | Reactive power charge p/kVArh | Average unit rate (p/kWh) | Revenue (£/year) | Average p/kWh | Average £/MPAN/year | Average p/kVA/day
Assets 132kV | 0.35462 | 0.094759 | 0.0037991 |  | 0 | 0.0087412 | 0.078005 | 284866.8837 | 0.078005 | 534.3186 | 0.54984
Assets 132kV/EHV | 0.14962 | 0.039978 | 0.0016028 |  | 0 | 0.0060843 | 0.033068 | 120761.5262 | 0.033068 | 226.5098 | 0.23309
Assets EHV | 0.77113 | 0.12481 | 0.0090655 |  | 0 | 0.026135 | 0.1401 | 511625.5435 | 0.1401 | 959.6448 | 0.98752
Assets EHV/HV | 0.27758 | 0.044928 | 0.0032632 |  | 0 | 0.011357 | 0.050558 | 184634.6501 | 0.050558 | 346.3152 | 0.35637
Assets 132kV/HV | 0 | 0 | 0 |  | 0 | 0 | 0 | 0 | 0 | 0 | 0
Assets HV | 0 | 0 | 0 |  | 0.85124 | 0 | 0 | 441021.9118 | 0.12076 | 827.2152 | 0.85124
Assets HV/LV | 0 | 0 | 0 |  | 0.16087 | 0 | 0 | 83344.9713 | 0.022822 | 156.3283 | 0.16087
Assets LV circuits | 0 | 0 | 0 |  | 0 | 0 | 0 | 0 | 0 | 0 | 0
Assets LV customer |  |  |  | 0 |  |  | 0 | 0 | 0 | 0 | 0
Assets HV customer |  |  |  | 0 |  |  | 0 | 0 | 0 | 0 | 0
Transmission exit | 0.6424 | 0.0070279 | 0.00213 |  | 0 | 0.0089424 | 0.076797 | 280456.2546 | 0.076797 | 526.0457 | 0.54132
Operating 132kV | 0.16509 | 0.044115 | 0.0017686 |  | 0 | 0.0040695 | 0.036315 | 132619.0965 | 0.036315 | 248.7507 | 0.25598
Operating 132kV/EHV | 0.069723 | 0.018631 | 0.00074694 |  | 0 | 0.0028354 | 0.01541 | 56276.5726 | 0.01541 | 105.5567 | 0.10862
Operating EHV | 0.37011 | 0.059906 | 0.0043511 |  | 0 | 0.012544 | 0.067241 | 245560.2293 | 0.067241 | 460.592 | 0.47397
Operating EHV/HV | 0.1489 | 0.024101 | 0.0017505 |  | 0 | 0.0060921 | 0.027121 | 99042.9799 | 0.027121 | 185.7728 | 0.19117
Operating 132kV/HV | 0 | 0 | 0 |  | 0 | 0 | 0 | 0 | 0 | 0 | 0
Operating HV | 0 | 0 | 0 |  | 0.78864 | 0 | 0 | 408588.4056 | 0.11188 | 766.3803 | 0.78864
Operating HV/LV | 0 | 0 | 0 |  | 0.45071 | 0 | 0 | 233507.5361 | 0.063941 | 437.985 | 0.45071
Operating LV circuits | 0 | 0 | 0 |  | 0 | 0 | 0 | 0 | 0 | 0 | 0
Operating LV customer |  |  |  | 14.4242 |  |  | 0 | 28068.914 | 0.0076861 | 52.6482 | 0.054177
Operating HV customer |  |  |  | 0 |  |  | 0 | 0 | 0 | 0 | 0
Scaler | 6.3439 | 0.069402 | 0.021034 | 0 | 0 | 0.088308 | 0.75839 | 2769570.7112 | 0.75839 | 5194.8232 | 5.3457
Rounding | -3.4068e-05 | 0.00033875 | 0.0004878 | -0.0041775 | -0.0014579 | -0.00010832 | 0.00036598 | 573.087 | 0.00015693 | 1.0749 | 0.0011061
Total | 9.293 | 0.528 | 0.05 | 14.42 | 2.25 | 0.175 | 1.2834 | 5880519.2733 | 1.6103 | 11029.9614 | 11.3503
HV HH Metered
| Rate 1 units (MWh) | Rate 2 units (MWh) | Rate 3 units (MWh) | MPANs | Import capacity (kVA) | Reactive power units (MVArh) | MWh/year | MWh/MPAN/year
HV HH Metered | 328353.9543 | 1067997.8503 | 1476385.66 | 845.3227 | 1081614.5121 | 320827.4589 | 2872737.4646 | 3398.3916
| Unit rate 1 p/kWh | Unit rate 2 p/kWh | Unit rate 3 p/kWh | Fixed charge p/MPAN/day | Capacity charge p/kVA/day | Reactive power charge p/kVArh | Average unit rate (p/kWh) | Revenue (£/year) | Average p/kWh | Average £/MPAN/year | Average p/kVA/day
Assets 132kV | 0.31102 | 0.083107 | 0.0033319 |  | 0 | 0.007766 | 0.069026 | 1982935.2762 | 0.069026 | 2345.7732 | 0.50228
Assets 132kV/EHV | 0.12832 | 0.034288 | 0.0013747 |  | 0 | 0.0052861 | 0.028711 | 824793.815 | 0.028711 | 975.7148 | 0.20892
Assets EHV | 0.5108 | 0.082678 | 0.0060051 |  | 0.27 | 0.017537 | 0.094167 | 3771095.0419 | 0.13127 | 4461.1308 | 0.95522
Assets EHV/HV | 0 | 0 | 0 |  | 0.37417 | 0 | 0 | 1477195.4505 | 0.051421 | 1747.493 | 0.37417
Assets 132kV/HV | 0 | 0 | 0 |  | 0 | 0 | 0 | 0 | 0 | 0 | 0
Assets HV | 0 | 0 | 0 |  | 0.28745 | 0 | 0 | 1134821.634 | 0.039503 | 1342.4715 | 0.28745
Assets HV/LV | 0 | 0 | 0 |  | 0 | 0 | 0 | 0 | 0 | 0 | 0
Assets LV circuits | 0 | 0 | 0 |  | 0 | 0 | 0 | 0 | 0 | 0 | 0
Assets LV customer |  |  |  | 0 |  |  | 0 | 0 | 0 | 0 | 0
Assets HV customer |  |  |  | 0 |  |  | 0 | 0 | 0 | 0 | 0
Transmission exit | 0.56454 | 0.0061761 | 0.0018719 |  | 0 | 0.0079607 | 0.068674 | 1972829.1265 | 0.068674 | 2333.8178 | 0.49972
Operating 132kV | 0.14508 | 0.038768 | 0.0015543 |  | 0 | 0.0036227 | 0.032199 | 925002.6327 | 0.032199 | 1094.2598 | 0.2343
Operating 132kV/EHV | 0.061272 | 0.016372 | 0.00065641 |  | 0 | 0.0025241 | 0.013709 | 393836.5578 | 0.013709 | 465.9009 | 0.099759
Operating EHV | 0.2602 | 0.042116 | 0.003059 |  | 0.13754 | 0.0089333 | 0.047969 | 1920995.2397 | 0.06687 | 2272.4994 | 0.48659
Operating EHV/HV | 0 | 0 | 0 |  | 0.27666 | 0 | 0 | 1092237.05 | 0.038021 | 1292.0948 | 0.27666
Operating 132kV/HV | 0 | 0 | 0 |  | 0 | 0 | 0 | 0 | 0 | 0 | 0
Operating HV | 0 | 0 | 0 |  | 0.77725 | 0 | 0 | 3068518.5131 | 0.10682 | 3629.9967 | 0.77725
Operating HV/LV | 0 | 0 | 0 |  | 0 | 0 | 0 | 0 | 0 | 0 | 0
Operating LV circuits | 0 | 0 | 0 |  | 0 | 0 | 0 | 0 | 0 | 0 | 0
Operating LV customer |  |  |  | 0 |  |  | 0 | 0 | 0 | 0 | 0
Operating HV customer |  |  |  | 150.3811 |  |  | 0 | 463990.1068 | 0.016151 | 548.8911 | 0.11753
Scaler | 5.575 | 0.06099 | 0.018485 | 0 | 0 | 0.078614 | 0.67817 | 19482146.2403 | 0.67817 | 23046.9935 | 4.9348
Rounding | -0.00021904 | -0.00049628 | -0.00033823 | -0.0011278 | -0.0030779 | -0.00024357 | -0.00041056 | -23948.9149 | -0.00083366 | -28.3311 | -0.0060663
Total | 7.556 | 0.364 | 0.036 | 150.38 | 2.12 | 0.132 | 1.0322 | 38486447.7695 | 1.3397 | 45528.7063 | 9.7486
NHH UMS category A
| Rate 1 units (MWh) | MWh/year
NHH UMS category A | 26326.1053 | 26326.1053
| Unit rate 1 p/kWh | Revenue (£/year) | Average p/kWh
Assets 132kV | 0.072449 | 19073.0785 | 0.072449
Assets 132kV/EHV | 0.030566 | 8046.8776 | 0.030566
Assets EHV | 0.13099 | 34484.075 | 0.13099
Assets EHV/HV | 0.047151 | 12412.9253 | 0.047151
Assets 132kV/HV | 0 | 0 | 0
Assets HV | 0.10278 | 27056.7361 | 0.10278
Assets HV/LV | 0.019423 | 5113.2219 | 0.019423
Assets LV circuits | 0.0088494 | 2329.7084 | 0.0088494
Assets LV customer |  | 0 | 0
Transmission exit | 0.073495 | 19348.283 | 0.073495
Operating 132kV | 0.033729 | 8879.4261 | 0.033729
Operating 132kV/EHV | 0.014244 | 3749.9583 | 0.014244
Operating EHV | 0.062869 | 16551.0059 | 0.062869
Operating EHV/HV | 0.025293 | 6658.6262 | 0.025293
Operating 132kV/HV | 0 | 0 | 0
Operating HV | 0.095217 | 25066.9374 | 0.095217
Operating HV/LV | 0.054416 | 14325.7095 | 0.054416
Operating LV circuits | 0.07096 | 18681.1308 | 0.07096
Operating LV customer | 0 | 0 | 0
Scaler | 0.72578 | 191068.7923 | 0.72578
Rounding | -0.00020193 | -53.1605 | -0.00020193
Total | 1.568 | 412793.3315 | 1.568
NHH UMS category B
| Rate 1 units (MWh) | MWh/year
NHH UMS category B | 121639.3348 | 121639.3348
| Unit rate 1 p/kWh | Revenue (£/year) | Average p/kWh
Assets 132kV | 0.07417 | 90219.2949 | 0.07417
Assets 132kV/EHV | 0.031292 | 38063.264 | 0.031292
Assets EHV | 0.16174 | 196738.8353 | 0.16174
Assets EHV/HV | 0.05822 | 70818.3263 | 0.05822
Assets 132kV/HV | 0 | 0 | 0
Assets HV | 0.1269 | 154364.3185 | 0.1269
Assets HV/LV | 0.023982 | 29171.9966 | 0.023982
Assets LV circuits | 0.010927 | 13291.472 | 0.010927
Assets LV customer |  | 0 | 0
Transmission exit | 0.12982 | 157909.9033 | 0.12982
Operating 132kV | 0.034529 | 42001.377 | 0.034529
Operating 132kV/EHV | 0.014582 | 17738.0173 | 0.014582
Operating EHV | 0.077629 | 94426.9381 | 0.077629
Operating EHV/HV | 0.031231 | 37988.8502 | 0.031231
Operating 132kV/HV | 0 | 0 | 0
Operating HV | 0.11757 | 143012.1023 | 0.11757
Operating HV/LV | 0.067191 | 81731.1583 | 0.067191
Operating LV circuits | 0.087619 | 106579.7447 | 0.087619
Operating LV customer | 0 | 0 | 0
Scaler | 1.282 | 1559397.0043 | 1.282
Rounding | -0.00038844 | -472.4944 | -0.00038844
Total | 2.329 | 2832980.1086 | 2.329
NHH UMS category C
| Rate 1 units (MWh) | MWh/year
NHH UMS category C | 497.8612 | 497.8612
| Unit rate 1 p/kWh | Revenue (£/year) | Average p/kWh
Assets 132kV | 0.13664 | 680.279 | 0.13664
Assets 132kV/EHV | 0.057648 | 287.0078 | 0.057648
Assets EHV | 0.2963 | 1475.1585 | 0.2963
Assets EHV/HV | 0.10666 | 530.9996 | 0.10666
Assets 132kV/HV | 0 | 0 | 0
Assets HV | 0.23248 | 1157.432 | 0.23248
Assets HV/LV | 0.043935 | 218.7332 | 0.043935
Assets LV circuits | 0.020018 | 99.6602 | 0.020018
Assets LV customer |  | 0 | 0
Transmission exit | 0.24159 | 1202.7641 | 0.24159
Operating 132kV | 0.063613 | 316.7022 | 0.063613
Operating 132kV/EHV | 0.026865 | 133.7497 | 0.026865
Operating EHV | 0.14221 | 708.0183 | 0.14221
Operating EHV/HV | 0.057213 | 284.8425 | 0.057213
Operating 132kV/HV | 0 | 0 | 0
Operating HV | 0.21538 | 1072.3125 | 0.21538
Operating HV/LV | 0.12309 | 612.8247 | 0.12309
Operating LV circuits | 0.16051 | 799.1407 | 0.16051
Operating LV customer | 0 | 0 | 0
Scaler | 2.3857 | 11877.5754 | 2.3857
Rounding | 0.00012399 | 0.61729 | 0.00012399
Total | 4.31 | 21457.8176 | 4.31
NHH UMS category D
| Rate 1 units (MWh) | MWh/year
NHH UMS category D | 1282.9896 | 1282.9896
| Unit rate 1 p/kWh | Revenue (£/year) | Average p/kWh
Assets 132kV | 0.073582 | 944.0548 | 0.073582
Assets 132kV/EHV | 0.031044 | 398.294 | 0.031044
Assets EHV | 0.11153 | 1430.8923 | 0.11153
Assets EHV/HV | 0.040146 | 515.0656 | 0.040146
Assets 132kV/HV | 0 | 0 | 0
Assets HV | 0.087507 | 1122.7001 | 0.087507
Assets HV/LV | 0.016537 | 212.1695 | 0.016537
Assets LV circuits | 0.0075347 | 96.6696 | 0.0075347
Assets LV customer |  | 0 | 0
Transmission exit | 0.032406 | 415.7605 | 0.032406
Operating 132kV | 0.034256 | 439.5025 | 0.034256
Operating 132kV/EHV | 0.014467 | 185.6106 | 0.014467
Operating EHV | 0.053529 | 686.7723 | 0.053529
Operating EHV/HV | 0.021535 | 276.295 | 0.021535
Operating 132kV/HV | 0 | 0 | 0
Operating HV | 0.081071 | 1040.1349 | 0.081071
Operating HV/LV | 0.046332 | 594.4352 | 0.046332
Operating LV circuits | 0.060418 | 775.1603 | 0.060418
Operating LV customer | 0 | 0 | 0
Scaler | 0.32001 | 4105.7318 | 0.32001
Rounding | 9.3849e-05 | 1.2041 | 9.3849e-05
Total | 1.032 | 13240.4532 | 1.032
LV UMS (Pseudo HH Metered)
| Rate 1 units (MWh) | Rate 2 units (MWh) | Rate 3 units (MWh) | MWh/year
LV UMS (Pseudo HH Metered) | 3572.5398 | 8119.9883 | 46885.8032 | 58578.3313
| Unit rate 1 p/kWh | Unit rate 2 p/kWh | Unit rate 3 p/kWh | Average unit rate (p/kWh) | Revenue (£/year) | Average p/kWh
Assets 132kV | 0.93217 | 0.10033 | 0.0040225 | 0.073978 | 43335.1011 | 0.073978
Assets 132kV/EHV | 0.39328 | 0.042329 | 0.0016971 | 0.031211 | 18282.956 | 0.031211
Assets EHV | 2.201 | 0.13215 | 0.0095986 | 0.16024 | 93864.2997 | 0.16024
Assets EHV/HV | 0.79229 | 0.04757 | 0.0034551 | 0.057679 | 33787.4959 | 0.057679
Assets 132kV/HV | 0 | 0 | 0 | 0 | 0 | 0
Assets HV | 1.727 | 0.10369 | 0.0075312 | 0.12572 | 73647.3743 | 0.12572
Assets HV/LV | 0.32637 | 0.019596 | 0.0014233 | 0.02376 | 13917.9894 | 0.02376
Assets LV circuits | 0.1487 | 0.0089282 | 0.00064847 | 0.010825 | 6341.3749 | 0.010825
Assets LV customer |  |  |  | 0 | 0 | 0
Transmission exit | 2.0413 | 0.0074412 | 0.0022553 | 0.12733 | 74587.7887 | 0.12733
Operating 132kV | 0.43397 | 0.046709 | 0.0018727 | 0.03444 | 20174.5527 | 0.03444
Operating 132kV/EHV | 0.18327 | 0.019726 | 0.00079086 | 0.014545 | 8520.1151 | 0.014545
Operating EHV | 1.0564 | 0.063429 | 0.004607 | 0.076908 | 45051.1888 | 0.076908
Operating EHV/HV | 0.425 | 0.025518 | 0.0018534 | 0.030941 | 18124.5193 | 0.030941
Operating 132kV/HV | 0 | 0 | 0 | 0 | 0 | 0
Operating HV | 1.6 | 0.096065 | 0.0069774 | 0.11648 | 68231.2204 | 0.11648
Operating HV/LV | 0.91438 | 0.054901 | 0.0039876 | 0.066567 | 38994.0193 | 0.066567
Operating LV circuits | 1.1924 | 0.071592 | 0.0051999 | 0.086806 | 50849.3053 | 0.086806
Operating LV customer | 0 | 0 | 0 | 0 | 0 | 0
Scaler | 20.1583 | 0.073483 | 0.022271 | 1.2574 | 736571.7523 | 1.2574
Rounding | 0.00022097 | -0.00046287 | -0.00019164 | -0.00020407 | -119.5428 | -0.00020407
Total | 34.526 | 0.913 | 0.078 | 2.2946 | 1344161.5104 | 2.2946
LV Generation NHH or Aggregate HH
| Rate 1 units (MWh) | MPANs | MWh/year | MWh/MPAN/year
LV Generation NHH or Aggregate HH | 389.163 | 59 | 389.163 | 6.596
| Unit rate 1 p/kWh | Fixed charge p/MPAN/day | Revenue (£/year) | Average p/kWh | Average £/MPAN/year
Assets 132kV | -0.059219 |  | -230.4587 | -0.059219 | -3.9061
Assets 132kV/EHV | -0.024984 |  | -97.2299 | -0.024984 | -1.648
Assets EHV | -0.10732 |  | -417.6469 | -0.10732 | -7.0788
Assets EHV/HV | -0.038631 |  | -150.3366 | -0.038631 | -2.5481
Assets 132kV/HV | 0 |  | 0 | 0 | 0
Assets HV | -0.084204 |  | -327.6922 | -0.084204 | -5.5541
Assets HV/LV | -0.015913 |  | -61.9277 | -0.015913 | -1.0496
Assets LV circuits | 0 |  | 0 | 0 | 0
Assets LV customer |  | 0 | 0 | 0 | 0
Assets HV customer |  | 0 | 0 | 0 | 0
Transmission exit | -0.060582 |  | -235.7616 | -0.060582 | -3.996
Operating 132kV | -0.027569 |  | -107.2895 | -0.027569 | -1.8185
Operating 132kV/EHV | -0.011643 |  | -45.3105 | -0.011643 | -0.76797
Operating EHV | -0.051509 |  | -200.4541 | -0.051509 | -3.3975
Operating EHV/HV | -0.020723 |  | -80.6446 | -0.020723 | -1.3669
Operating 132kV/HV | 0 |  | 0 | 0 | 0
Operating HV | -0.078012 |  | -303.5931 | -0.078012 | -5.1456
Operating HV/LV | -0.044584 |  | -173.5029 | -0.044584 | -2.9407
Operating LV circuits | 0 |  | 0 | 0 | 0
Operating LV customer |  | 0 | 0 | 0 | 0
Operating HV customer |  | 0 | 0 | 0 | 0
Scaler | 0 | 0 | 0 | 0 | 0
Rounding | -0.00010806 | 0 | -0.42052 | -0.00010806 | -0.0071275
Total | -0.625 | 0 | -2432.2688 | -0.625 | -41.2249
LV Sub Generation NHH
| Rate 1 units (MWh) | MPANs | MWh/year | MWh/MPAN/year
LV Sub Generation NHH | 0 | 0 | 0
| Unit rate 1 p/kWh | Fixed charge p/MPAN/day | Revenue (£/year) | Average p/kWh | Average £/MPAN/year
Assets 132kV | -0.056293 |  | 0
Assets 132kV/EHV | -0.02375 |  | 0
Assets EHV | -0.10202 |  | 0
Assets EHV/HV | -0.036722 |  | 0
Assets 132kV/HV | 0 |  | 0
Assets HV | -0.080044 |  | 0
Assets HV/LV | 0 |  | 0
Assets LV circuits | 0 |  | 0
Assets LV customer |  | 0 | 0
Assets HV customer |  | 0 | 0
Transmission exit | -0.057589 |  | 0
Operating 132kV | -0.026207 |  | 0
Operating 132kV/EHV | -0.011068 |  | 0
Operating EHV | -0.048964 |  | 0
Operating EHV/HV | -0.019699 |  | 0
Operating 132kV/HV | 0 |  | 0
Operating HV | -0.074158 |  | 0
Operating HV/LV | 0 |  | 0
Operating LV circuits | 0 |  | 0
Operating LV customer |  | 0 | 0
Operating HV customer |  | 0 | 0
Scaler | 0 | 0 | 0
Rounding | -0.00048885 | 0 | 0
Total | -0.537 | 0 | 0 | 0 | 0
LV Generation Intermittent
| Rate 1 units (MWh) | MPANs | Reactive power units (MVArh) | MWh/year | MWh/MPAN/year
LV Generation Intermittent | 17031.7656 | 135 | 829.69 | 17031.7656 | 126.1612
| Unit rate 1 p/kWh | Fixed charge p/MPAN/day | Reactive power charge p/kVArh | Revenue (£/year) | Average p/kWh | Average £/MPAN/year
Assets 132kV | -0.059219 |  | 0.0069482 | -10028.403 | -0.058881 | -74.2845
Assets 132kV/EHV | -0.024984 |  | 0.0048363 | -4215.1505 | -0.024749 | -31.2233
Assets EHV | -0.10732 |  | 0.020774 | -18106.0061 | -0.10631 | -134.1186
Assets EHV/HV | -0.038631 |  | 0.0090273 | -6504.6018 | -0.038191 | -48.1822
Assets 132kV/HV | 0 |  | 0 | 0 | 0 | 0
Assets HV | -0.084204 |  | 0.019677 | -14178.2286 | -0.083246 | -105.0239
Assets HV/LV | -0.015913 |  | 0.0037186 | -2679.4225 | -0.015732 | -19.8476
Assets LV circuits | 0 |  | 0 | 0 | 0 | 0
Assets LV customer |  | 0 |  | 0 | 0 | 0
Assets HV customer |  | 0 |  | 0 | 0 | 0
Transmission exit | -0.060582 |  | 0.0071081 | -10259.1593 | -0.060235 | -75.9938
Operating 132kV | -0.027569 |  | 0.0032347 | -4668.6991 | -0.027412 | -34.583
Operating 132kV/EHV | -0.011643 |  | 0.0022538 | -1964.3195 | -0.011533 | -14.5505
Operating EHV | -0.051509 |  | 0.0099707 | -8690.174 | -0.051023 | -64.3717
Operating EHV/HV | -0.020723 |  | 0.0048425 | -3489.2429 | -0.020487 | -25.8462
Operating 132kV/HV | 0 |  | 0 | 0 | 0 | 0
Operating HV | -0.078012 |  | 0.01823 | -13135.5374 | -0.077124 | -97.3003
Operating HV/LV | -0.044584 |  | 0.010418 | -7506.9359 | -0.044076 | -55.6069
Operating LV circuits | 0 |  | 0 | 0 | 0 | 0
Operating LV customer |  | 0 |  | 0 | 0 | 0
Operating HV customer |  | 0 |  | 0 | 0 | 0
Scaler | 0 | 0 | 0 | 0 | 0 | 0
Rounding | -0.00010806 | 0 | -3.9219e-05 | -18.7296 | -0.00010997 | -0.13874
Total | -0.625 | 0 | 0.121 | -105444.6101 | -0.61911 | -781.0712
LV Generation Non-Intermittent
| Rate 1 units (MWh) | Rate 2 units (MWh) | Rate 3 units (MWh) | MPANs | Reactive power units (MVArh) | MWh/year | MWh/MPAN/year
LV Generation Non-Intermittent | 1699.8799 | 5024.1618 | 9280.9996 | 9 | 294.267 | 16005.0413 | 1778.3379
| Unit rate 1 p/kWh | Unit rate 2 p/kWh | Unit rate 3 p/kWh | Fixed charge p/MPAN/day | Reactive power charge p/kVArh | Average unit rate (p/kWh) | Revenue (£/year) | Average p/kWh | Average £/MPAN/year
Assets 132kV | -0.30617 | -0.081812 | -0.00328 |  | 0.0069482 | -0.059974 | -9598.9328 | -0.059974 | -1066.5481
Assets 132kV/EHV | -0.12917 | -0.034516 | -0.0013838 |  | 0.0048363 | -0.025268 | -4044.1571 | -0.025268 | -449.3508
Assets EHV | -0.66577 | -0.10776 | -0.0078269 |  | 0.020774 | -0.1087 | -17396.7501 | -0.1087 | -1932.9722
Assets EHV/HV | -0.23965 | -0.03879 | -0.0028174 |  | 0.0090273 | -0.039098 | -6257.5935 | -0.039098 | -695.2882
Assets 132kV/HV | 0 | 0 | 0 |  | 0 | 0 | 0 | 0 | 0
Assets HV | -0.52238 | -0.084551 | -0.0061411 |  | 0.019677 | -0.085222 | -13639.8191 | -0.085222 | -1515.5355
Assets HV/LV | -0.098719 | -0.015979 | -0.0011606 |  | 0.0037186 | -0.016105 | -2577.6731 | -0.016105 | -286.4081
Assets LV circuits | 0 | 0 | 0 |  | 0 | 0 | 0 | 0 | 0
Assets LV customer |  |  |  | 0 |  | 0 | 0 | 0 | 0
Assets HV customer |  |  |  | 0 |  | 0 | 0 | 0 | 0
Transmission exit | -0.55463 | -0.0060677 | -0.001839 |  | 0.0071081 | -0.061747 | -9882.6921 | -0.061747 | -1098.0769
Operating 132kV | -0.14254 | -0.038087 | -0.001527 |  | 0.0032347 | -0.027921 | -4468.7602 | -0.027921 | -496.5289
Operating 132kV/EHV | -0.060197 | -0.016085 | -0.00064488 |  | 0.0022538 | -0.011775 | -1884.6342 | -0.011775 | -209.4038
Operating EHV | -0.31955 | -0.051721 | -0.0037566 |  | 0.0099707 | -0.05217 | -8349.7589 | -0.05217 | -927.751
Operating EHV/HV | -0.12856 | -0.020808 | -0.0015113 |  | 0.0048425 | -0.020973 | -3356.7411 | -0.020973 | -372.9712
Operating 132kV/HV | 0 | 0 | 0 |  | 0 | 0 | 0 | 0 | 0
Operating HV | -0.48396 | -0.078333 | -0.0056895 |  | 0.01823 | -0.078955 | -12636.7235 | -0.078955 | -1404.0804
Operating HV/LV | -0.27658 | -0.044767 | -0.0032515 |  | 0.010418 | -0.045122 | -7221.8647 | -0.045122 | -802.4294
Operating LV circuits | 0 | 0 | 0 |  | 0 | 0 | 0 | 0 | 0
Operating LV customer |  |  |  | 0 |  | 0 | 0 | 0 | 0
Operating HV customer |  |  |  | 0 |  | 0 | 0 | 0 | 0
Scaler | 0 | 0 | 0 | 0 | 0 | 0 | 0 | 0 | 0
Rounding | -0.00011949 | 0.00027979 | -0.00017025 | 0 | -3.9219e-05 | -2.4307e-05 | -3.8904 | -2.4307e-05 | -0.43227
Total | -3.928 | -0.619 | -0.041 | 0 | 0.121 | -0.63305 | -101319.9908 | -0.63305 | -11257.7768
LV Sub Generation Intermittent
| Rate 1 units (MWh) | MPANs | Reactive power units (MVArh) | MWh/year | MWh/MPAN/year
LV Sub Generation Intermittent | 644.0621 | 4 | 23.838 | 644.0621 | 161.0155
| Unit rate 1 p/kWh | Fixed charge p/MPAN/day | Reactive power charge p/kVArh | Revenue (£/year) | Average p/kWh | Average £/MPAN/year
Assets 132kV | -0.056293 |  | 0.0066049 | -360.9895 | -0.056049 | -90.2474
Assets 132kV/EHV | -0.02375 |  | 0.0045973 | -151.8688 | -0.02358 | -37.9672
Assets EHV | -0.10202 |  | 0.019748 | -652.3462 | -0.10129 | -163.0865
Assets EHV/HV | -0.036722 |  | 0.0085813 | -234.4681 | -0.036405 | -58.617
Assets 132kV/HV | 0 |  | 0 | 0 | 0 | 0
Assets HV | -0.080044 |  | 0.018705 | -511.0755 | -0.079352 | -127.7689
Assets HV/LV | 0 |  | 0.0035349 | 0.84264 | 0.00013083 | 0.21066
Assets LV circuits | 0 |  | 0 | 0 | 0 | 0
Assets LV customer |  | 0 |  | 0 | 0 | 0
Assets HV customer |  | 0 |  | 0 | 0 | 0
Transmission exit | -0.057589 |  | 0.0067569 | -369.2959 | -0.057339 | -92.324
Operating 132kV | -0.026207 |  | 0.0030749 | -168.0578 | -0.026093 | -42.0144
Operating 132kV/EHV | -0.011068 |  | 0.0021424 | -70.773 | -0.010989 | -17.6932
Operating EHV | -0.048964 |  | 0.0094781 | -313.1006 | -0.048613 | -78.2752
Operating EHV/HV | -0.019699 |  | 0.0046032 | -125.775 | -0.019528 | -31.4437
Operating 132kV/HV | 0 |  | 0 | 0 | 0 | 0
Operating HV | -0.074158 |  | 0.017329 | -473.4901 | -0.073516 | -118.3725
Operating HV/LV | 0 |  | 0.0099036 | 2.3608 | 0.00036655 | 0.59021
Operating LV circuits | 0 |  | 0 | 0 | 0 | 0
Operating LV customer |  | 0 |  | 0 | 0 | 0
Operating HV customer |  | 0 |  | 0 | 0 | 0
Scaler | 0 | 0 | 0 | 0 | 0 | 0
Rounding | -0.00048885 | 0 | -5.924e-05 | -3.1626 | -0.00049104 | -0.79066
Total | -0.537 | 0 | 0.115 | -3431.1998 | -0.53274 | -857.7999
LV Sub Generation Non-Intermittent
| Rate 1 units (MWh) | Rate 2 units (MWh) | Rate 3 units (MWh) | MPANs | Reactive power units (MVArh) | MWh/year | MWh/MPAN/year
LV Sub Generation Non-Intermittent | 0 | 0 | 0 | 0 | 0 | 0
| Unit rate 1 p/kWh | Unit rate 2 p/kWh | Unit rate 3 p/kWh | Fixed charge p/MPAN/day | Reactive power charge p/kVArh | Average unit rate (p/kWh) | Revenue (£/year) | Average p/kWh | Average £/MPAN/year
Assets 132kV | -0.29105 | -0.07777 | -0.003118 |  | 0.0066049 | 0 | 0
Assets 132kV/EHV | -0.12279 | -0.032811 | -0.0013155 |  | 0.0045973 | 0 | 0
Assets EHV | -0.63288 | -0.10244 | -0.0074402 |  | 0.019748 | 0 | 0
Assets EHV/HV | -0.22781 | -0.036873 | -0.0026782 |  | 0.0085813 | 0 | 0
Assets 132kV/HV | 0 | 0 | 0 |  | 0 | 0 | 0
Assets HV | -0.49657 | -0.080374 | -0.0058377 |  | 0.018705 | 0 | 0
Assets HV/LV | 0 | 0 | 0 |  | 0.0035349 | 0 | 0
Assets LV circuits | 0 | 0 | 0 |  | 0 | 0 | 0
Assets LV customer |  |  |  | 0 |  | 0 | 0
Assets HV customer |  |  |  | 0 |  | 0 | 0
Transmission exit | -0.52723 | -0.0057679 | -0.0017481 |  | 0.0067569 | 0 | 0
Operating 132kV | -0.1355 | -0.036206 | -0.0014516 |  | 0.0030749 | 0 | 0
Operating 132kV/EHV | -0.057223 | -0.01529 | -0.00061302 |  | 0.0021424 | 0 | 0
Operating EHV | -0.30376 | -0.049166 | -0.003571 |  | 0.0094781 | 0 | 0
Operating EHV/HV | -0.1222 | -0.01978 | -0.0014367 |  | 0.0046032 | 0 | 0
Operating 132kV/HV | 0 | 0 | 0 |  | 0 | 0 | 0
Operating HV | -0.46005 | -0.074463 | -0.0054084 |  | 0.017329 | 0 | 0
Operating HV/LV | 0 | 0 | 0 |  | 0.0099036 | 0 | 0
Operating LV circuits | 0 | 0 | 0 |  | 0 | 0 | 0
Operating LV customer |  |  |  | 0 |  | 0 | 0
Operating HV customer |  |  |  | 0 |  | 0 | 0
Scaler | 0 | 0 | 0 | 0 | 0 | 0 | 0
Rounding | 6.2616e-05 | -6.0679e-05 | -0.00038158 | 0 | -5.924e-05 | 0 | 0
Total | -3.377 | -0.531 | -0.035 | 0 | 0.115 | 0 | 0 | 0 | 0
HV Generation Intermittent
| Rate 1 units (MWh) | MPANs | Reactive power units (MVArh) | MWh/year | MWh/MPAN/year
HV Generation Intermittent | 441524.6895 | 63 | 1003.137 | 441524.6895 | 7008.3284
| Unit rate 1 p/kWh | Fixed charge p/MPAN/day | Reactive power charge p/kVArh | Revenue (£/year) | Average p/kWh | Average £/MPAN/year
Assets 132kV | -0.05537 |  | 0.0064965 | -244405.0503 | -0.055355 | -3879.4452
Assets 132kV/EHV | -0.022844 |  | 0.004422 | -100818.508 | -0.022834 | -1600.2938
Assets EHV | -0.094734 |  | 0.018338 | -418088.6986 | -0.094692 | -6636.3285
Assets EHV/HV | -0.026257 |  | 0.0061358 | -115869.4489 | -0.026243 | -1839.1976
Assets 132kV/HV | 0 |  | 0 | 0 | 0 | 0
Assets HV | 0 |  | 0.0063163 | 63.3613 | 1.4351e-05 | 1.0057
Assets HV/LV | 0 |  | 0 | 0 | 0 | 0
Assets LV circuits | 0 |  | 0 | 0 | 0 | 0
Assets LV customer |  | 0 |  | 0 | 0 | 0
Assets HV customer |  | 0 |  | 0 | 0 | 0
Transmission exit | -0.056757 |  | 0.0066593 | -250530.4379 | -0.056742 | -3976.6736
Operating 132kV | -0.025829 |  | 0.0030305 | -114010.4358 | -0.025822 | -1809.6895
Operating 132kV/EHV | -0.010908 |  | 0.0021115 | -48140.5333 | -0.010903 | -764.1354
Operating EHV | -0.048257 |  | 0.0093412 | -212974.3194 | -0.048236 | -3380.5448
Operating EHV/HV | -0.019414 |  | 0.0045368 | -85673.7712 | -0.019404 | -1359.9011
Operating 132kV/HV | 0 |  | 0 | 0 | 0 | 0
Operating HV | 0 |  | 0.017079 | 171.3267 | 3.8803e-05 | 2.7195
Operating HV/LV | 0 |  | 0 | 0 | 0 | 0
Operating LV circuits | 0 |  | 0 | 0 | 0 | 0
Operating LV customer |  | 0 |  | 0 | 0 | 0
Operating HV customer |  | 58.3385 |  | 13414.9398 | 0.0030383 | 212.9356
Scaler | 0 | 0 | 0 | 0 | 0 | 0
Rounding | 0.0003703 | 0.0014925 | -0.00046672 | 1630.6116 | 0.00036931 | 25.8827
Total | -0.36 | 58.34 | 0.084 | -1575230.9641 | -0.35677 | -25003.6661
HV Generation Non-Intermittent
| Rate 1 units (MWh) | Rate 2 units (MWh) | Rate 3 units (MWh) | MPANs | Reactive power units (MVArh) | MWh/year | MWh/MPAN/year
HV Generation Non-Intermittent | 35648.1948 | 97155.2355 | 180684.6105 | 49 | 2621.813 | 313488.0408 | 6397.7151
| Unit rate 1 p/kWh | Unit rate 2 p/kWh | Unit rate 3 p/kWh | Fixed charge p/MPAN/day | Reactive power charge p/kVArh | Average unit rate (p/kWh) | Revenue (£/year) | Average p/kWh | Average £/MPAN/year
Assets 132kV | -0.28627 | -0.076494 | -0.0030668 |  | 0.0064965 | -0.057973 | -181739.2709 | -0.057973 | -3708.9647
Assets 132kV/EHV | -0.11811 | -0.03156 | -0.0012653 |  | 0.004422 | -0.023904 | -74935.837 | -0.023904 | -1529.3028
Assets EHV | -0.5877 | -0.095124 | -0.0069091 |  | 0.018338 | -0.10014 | -313924.14 | -0.10014 | -6406.6151
Assets EHV/HV | -0.16289 | -0.026365 | -0.001915 |  | 0.0061358 | -0.027746 | -86981.517 | -0.027746 | -1775.133
Assets 132kV/HV | 0 | 0 | 0 |  | 0 | 0 | 0 | 0 | 0
Assets HV | 0 | 0 | 0 |  | 0.0063163 | 5.2826e-05 | 165.6019 | 5.2826e-05 | 3.3796
Assets HV/LV | 0 | 0 | 0 |  | 0 | 0 | 0 | 0 | 0
Assets LV circuits | 0 | 0 | 0 |  | 0 | 0 | 0 | 0 | 0
Assets LV customer |  |  |  | 0 |  | 0 | 0 | 0 | 0
Assets HV customer |  |  |  | 0 |  | 0 | 0 | 0 | 0
Transmission exit | -0.51962 | -0.0056846 | -0.0017229 |  | 0.0066593 | -0.061787 | -193696.0768 | -0.061787 | -3952.9812
Operating 132kV | -0.13354 | -0.035683 | -0.0014306 |  | 0.0030305 | -0.027043 | -84778.0087 | -0.027043 | -1730.1634
Operating 132kV/EHV | -0.056397 | -0.01507 | -0.00060417 |  | 0.0021115 | -0.011414 | -35781.636 | -0.011414 | -730.2375
Operating EHV | -0.29937 | -0.048456 | -0.0035195 |  | 0.0093412 | -0.051011 | -159912.9091 | -0.051011 | -3263.5288
Operating EHV/HV | -0.12044 | -0.019494 | -0.0014159 |  | 0.0045368 | -0.020516 | -64314.0591 | -0.020516 | -1312.5318
Operating 132kV/HV | 0 | 0 | 0 |  | 0 | 0 | 0 | 0 | 0
Operating HV | 0 | 0 | 0 |  | 0.017079 | 0.00014284 | 447.7818 | 0.00014284 | 9.1384
Operating HV/LV | 0 | 0 | 0 |  | 0 | 0 | 0 | 0 | 0
Operating LV circuits | 0 | 0 | 0 |  | 0 | 0 | 0 | 0 | 0
Operating LV customer |  |  |  | 0 |  | 0 | 0 | 0 | 0
Operating HV customer |  |  |  | 58.3385 |  | 0 | 10433.8421 | 0.0033283 | 212.9356
Scaler | 0 | 0 | 0 | 0 | 0 | 0 | 0 | 0 | 0
Rounding | 0.0003353 | -6.9272e-05 | -0.00015082 | 0.0014925 | -0.00046672 | -7.4173e-05 | -232.2564 | -7.4088e-05 | -4.7399
Total | -2.284 | -0.354 | -0.022 | 58.34 | 0.084 | -0.38141 | -1185248.4853 | -0.37808 | -24188.7446

## M-Rev
Revenue matrix for Northern Powergrid (Northeast) in 2017/18 (April 2017 - Final Charges)
This sheet is for information only. It can be deleted without affecting any calculations elsewhere in the model.
3901. Revenue matrix by tariff
Revenue matrix by tariff, charging element and network level
| Assets 132kV | Assets 132kV/EHV | Assets EHV | Assets EHV/HV | Assets 132kV/HV | Assets HV | Assets HV/LV | Assets LV circuits | Assets LV customer | Assets HV customer | Transmission exit | Operating 132kV | Operating 132kV/EHV | Operating EHV | Operating EHV/HV | Operating 132kV/HV | Operating HV | Operating HV/LV | Operating LV circuits | Operating LV customer | Operating HV customer | Scaler | Rounding | Total net revenue by tariff (£/year)
Domestic Unrestricted | 4651525.7751 | 1962465.5015 | 8635296.4332 | 3108370.745 | 0 | 6775386.5007 | 1280422.5325 | 563300.4954 | 0 | 0 | 5259382.5034 | 2165506.7004 | 914536.573 | 4144604.1913 | 1667413.4626 | 0 | 6277112.9819 | 3587358.7362 | 4516913.022 | 19889194.6542 | 0 | 51937624.8494 | 14863.2057 | 127351278.8634
Domestic Two Rate | 312928.8582 | 132023.7957 | 586205.5114 | 211011.1768 | 0 | 459945.8675 | 86921.2483 | 35460.3997 | 0 | 0 | 349466.7253 | 145683.2816 | 61524.9489 | 281355.6939 | 113192.0565 | 0 | 426120.6612 | 243527.1886 | 284344.7544 | 1252047.1708 | 0 | 3451065.1518 | -1249.9353 | 8431574.5552
Domestic Off Peak (related MPAN) | 16285.3496 | 6870.7427 | 27009.6812 | 9722.4344 | 0 | 21192.2116 | 4004.9354 | 0 |  |  | 8616.8853 | 7581.6056 | 3201.8629 | 12963.5895 | 5215.3746 | 0 | 19633.7001 | 11220.6242 | 0 |  |  | 85093.7457 | 315.7434 | 238928.4862
Small Non Domestic Unrestricted | 1049243.248 | 442672.7436 | 1829941.4218 | 658707.7149 | 0 | 1435800.207 | 271339.6405 | 30787.8775 | 0 | 0 | 955912.4005 | 488472.6848 | 206291.7354 | 878300.235 | 353348.4908 | 0 | 1330209.0026 | 760212.0433 | 246877.4055 | 1197617.5733 | 0 | 9439857.1722 | 23.7289 | 21575615.3258
Small Non Domestic Two Rate | 344724.2579 | 145438.1844 | 612974.071 | 220646.8168 | 0 | 480948.8914 | 90890.4307 | 7054.5761 | 0 | 0 | 331290.7377 | 160485.5538 | 67776.243 | 294203.5544 | 118360.8723 | 0 | 445579.0868 | 254647.6436 | 56568.2206 | 274415.9392 | 0 | 3271573.0486 | 8.1954 | 7177586.3239
Small Non Domestic Off Peak (related MPAN) | 1468.2533 | 619.4519 | 2689.4314 | 968.0907 | 0 | 2110.1693 | 398.7829 | 0 |  |  | 1264.2966 | 683.5418 | 288.6733 | 1290.8218 | 519.3098 | 0 | 1954.9838 | 1117.2697 | 0 |  |  | 12485.2224 | -29.1526 | 27829.1459
LV Medium Non-Domestic | 411.0841 | 173.4352 | 732.2196 | 263.5706 | 0 | 574.5108 | 108.5719 | 29.0666 | 0 | 0 | 400.6456 | 191.3792 | 80.8232 | 351.4368 | 141.3863 | 0 | 532.2603 | 304.1858 | 233.0752 | 118.2035 | 0 | 3956.4688 | 1.0687 | 8603.3922
LV Sub Medium Non-Domestic | 0 | 0 | 0 | 0 | 0 | 0 | 0 | 0 | 0 | 0 | 0 | 0 | 0 | 0 | 0 | 0 | 0 | 0 | 0 | 0 | 0 | 0 | 0 | 0
HV Medium Non-Domestic | 0 | 0 | 0 | 0 | 0 | 0 | 0 | 0 | 0 | 0 | 0 | 0 | 0 | 0 | 0 | 0 | 0 | 0 | 0 | 0 | 0 | 0 | 0 | 0
LV Network Domestic | 0 | 0 | 0 | 0 | 0 | 0 | 0 | 0 | 0 | 0 | 0 | 0 | 0 | 0 | 0 | 0 | 0 | 0 | 0 | 0 | 0 | 0 | 0 | 0
LV Network Non-Domestic Non-CT | 743549.4507 | 313701.3996 | 1323565.8902 | 476432.2249 | 0 | 1038490.1705 | 196255.4039 | 3893.6391 | 0 | 0 | 726703.7058 | 346157.6686 | 146189.2719 | 635259.8059 | 255571.0277 | 0 | 962117.8261 | 549848.6005 | 31221.7531 | 151458.6567 | 0 | 7176368.0285 | -347.3256 | 15076437.198
LV HH Metered | 1979979.0794 | 840170.4177 | 3543654.6389 | 1279500.9745 | 0 | 3220261.5485 | 934603.743 | 474836.7544 | 0 | 0 | 1931705.4767 | 921774.5252 | 391531.2518 | 1700815.4824 | 686358.6506 | 0 | 2983438.0031 | 2618478.5234 | 3807552.6954 | 528209.9362 | 0 | 19076040.6386 | -26233.93 | 46892678.41
LV Sub HH Metered | 284866.8837 | 120761.5262 | 511625.5435 | 184634.6501 | 0 | 441021.9118 | 83344.9713 | 0 | 0 | 0 | 280456.2546 | 132619.0965 | 56276.5726 | 245560.2293 | 99042.9799 | 0 | 408588.4056 | 233507.5361 | 0 | 28068.914 | 0 | 2769570.7112 | 573.087 | 5880519.2733
HV HH Metered | 1982935.2762 | 824793.815 | 3771095.0419 | 1477195.4505 | 0 | 1134821.634 | 0 | 0 | 0 | 0 | 1972829.1265 | 925002.6327 | 393836.5578 | 1920995.2397 | 1092237.05 | 0 | 3068518.5131 | 0 | 0 | 0 | 463990.1068 | 19482146.2403 | -23948.9149 | 38486447.7695
NHH UMS category A | 19073.0785 | 8046.8776 | 34484.075 | 12412.9253 | 0 | 27056.7361 | 5113.2219 | 2329.7084 | 0 |  | 19348.283 | 8879.4261 | 3749.9583 | 16551.0059 | 6658.6262 | 0 | 25066.9374 | 14325.7095 | 18681.1308 | 0 |  | 191068.7923 | -53.1605 | 412793.3315
NHH UMS category B | 90219.2949 | 38063.264 | 196738.8353 | 70818.3263 | 0 | 154364.3185 | 29171.9966 | 13291.472 | 0 |  | 157909.9033 | 42001.377 | 17738.0173 | 94426.9381 | 37988.8502 | 0 | 143012.1023 | 81731.1583 | 106579.7447 | 0 |  | 1559397.0043 | -472.4944 | 2832980.1086
NHH UMS category C | 680.279 | 287.0078 | 1475.1585 | 530.9996 | 0 | 1157.432 | 218.7332 | 99.6602 | 0 |  | 1202.7641 | 316.7022 | 133.7497 | 708.0183 | 284.8425 | 0 | 1072.3125 | 612.8247 | 799.1407 | 0 |  | 11877.5754 | 0.61729 | 21457.8176
NHH UMS category D | 944.0548 | 398.294 | 1430.8923 | 515.0656 | 0 | 1122.7001 | 212.1695 | 96.6696 | 0 |  | 415.7605 | 439.5025 | 185.6106 | 686.7723 | 276.295 | 0 | 1040.1349 | 594.4352 | 775.1603 | 0 |  | 4105.7318 | 1.2041 | 13240.4532
LV UMS (Pseudo HH Metered) | 43335.1011 | 18282.956 | 93864.2997 | 33787.4959 | 0 | 73647.3743 | 13917.9894 | 6341.3749 | 0 |  | 74587.7887 | 20174.5527 | 8520.1151 | 45051.1888 | 18124.5193 | 0 | 68231.2204 | 38994.0193 | 50849.3053 | 0 |  | 736571.7523 | -119.5428 | 1344161.5104
LV Generation NHH or Aggregate HH | -230.4587 | -97.2299 | -417.6469 | -150.3366 | 0 | -327.6922 | -61.9277 | 0 | 0 | 0 | -235.7616 | -107.2895 | -45.3105 | -200.4541 | -80.6446 | 0 | -303.5931 | -173.5029 | 0 | 0 | 0 | 0 | -0.42052 | -2432.2688
LV Sub Generation NHH | 0 | 0 | 0 | 0 | 0 | 0 | 0 | 0 | 0 | 0 | 0 | 0 | 0 | 0 | 0 | 0 | 0 | 0 | 0 | 0 | 0 | 0 | 0 | 0
LV Generation Intermittent | -10028.403 | -4215.1505 | -18106.0061 | -6504.6018 | 0 | -14178.2286 | -2679.4225 | 0 | 0 | 0 | -10259.1593 | -4668.6991 | -1964.3195 | -8690.174 | -3489.2429 | 0 | -13135.5374 | -7506.9359 | 0 | 0 | 0 | 0 | -18.7296 | -105444.6101
LV Generation Non-Intermittent | -9598.9328 | -4044.1571 | -17396.7501 | -6257.5935 | 0 | -13639.8191 | -2577.6731 | 0 | 0 | 0 | -9882.6921 | -4468.7602 | -1884.6342 | -8349.7589 | -3356.7411 | 0 | -12636.7235 | -7221.8647 | 0 | 0 | 0 | 0 | -3.8904 | -101319.9908
LV Sub Generation Intermittent | -360.9895 | -151.8688 | -652.3462 | -234.4681 | 0 | -511.0755 | 0.84264 | 0 | 0 | 0 | -369.2959 | -168.0578 | -70.773 | -313.1006 | -125.775 | 0 | -473.4901 | 2.3608 | 0 | 0 | 0 | 0 | -3.1626 | -3431.1998
LV Sub Generation Non-Intermittent | 0 | 0 | 0 | 0 | 0 | 0 | 0 | 0 | 0 | 0 | 0 | 0 | 0 | 0 | 0 | 0 | 0 | 0 | 0 | 0 | 0 | 0 | 0 | 0
HV Generation Intermittent | -244405.0503 | -100818.508 | -418088.6986 | -115869.4489 | 0 | 63.3613 | 0 | 0 | 0 | 0 | -250530.4379 | -114010.4358 | -48140.5333 | -212974.3194 | -85673.7712 | 0 | 171.3267 | 0 | 0 | 0 | 13414.9398 | 0 | 1630.6116 | -1575230.9641
HV Generation Non-Intermittent | -181739.2709 | -74935.837 | -313924.14 | -86981.517 | 0 | 165.6019 | 0 | 0 | 0 | 0 | -193696.0768 | -84778.0087 | -35781.636 | -159912.9091 | -64314.0591 | 0 | 447.7818 | 0 | 0 | 0 | 10433.8421 | 0 | -232.2564 | -1185248.4853
3902. Revenues by charging element and network level
Total net revenue by charging element and network level (£/year)
| Assets 132kV | Assets 132kV/EHV | Assets EHV | Assets EHV/HV | Assets 132kV/HV | Assets HV | Assets HV/LV | Assets LV circuits | Assets LV customer | Assets HV customer | Transmission exit | Operating 132kV | Operating 132kV/EHV | Operating EHV | Operating EHV/HV | Operating 132kV/HV | Operating HV | Operating HV/LV | Operating LV circuits | Operating LV customer | Operating HV customer | Scaler | Rounding | Total net revenue (£/year)
Revenues by charging element and network level | 11075806.2192 | 4670506.6617 | 20404197.5572 | 7529520.6957 | 0 | 15239474.3318 | 2991606.1902 | 1137521.6939 | 0 | 0 | 11606519.8341 | 5157768.9796 | 2183974.7584 | 9882683.4871 | 4297693.5604 | 0 | 16136297.8964 | 8381580.5557 | 9121395.4081 | 23321131.0478 | 487838.8886 | 119208802.1337 | -35295.4536 | 272799024.4459

## CData
Additional calculations for tariff comparisons for Northern Powergrid (Northeast) in 2017/18 (April 2017 - Final Charges)
This sheet is for information only. It can be deleted without affecting any calculations elsewhere in the model.
4001. Revenues under current tariffs (£)
Data sources:
x1 = 1201. Current revenues if known (£) (in Current tariff information)
x2 = 1010. Days in the charging year (in Financial and general assumptions)
x3 = 1201. Current Fixed charge p/MPAN/day (in Current tariff information)
x4 = 1053. MPANs by tariff (in Volume forecasts for the charging year)
x5 = 1201. Current Capacity charge p/kVA/day (in Current tariff information)
x6 = 1053. Import capacity (kVA) by tariff (in Volume forecasts for the charging year)
x7 = 1201. Current Unit rate 1 p/kWh (in Current tariff information)
x8 = 1053. Rate 1 units (MWh) by tariff (in Volume forecasts for the charging year)
x9 = 1201. Current Unit rate 2 p/kWh (in Current tariff information)
x10 = 1053. Rate 2 units (MWh) by tariff (in Volume forecasts for the charging year)
x11 = 1201. Current Unit rate 3 p/kWh (in Current tariff information)
x12 = 1053. Rate 3 units (MWh) by tariff (in Volume forecasts for the charging year)
x13 = 1201. Current Reactive power charge p/kVArh (in Current tariff information)
x14 = 1053. Reactive power units (MVArh) by tariff (in Volume forecasts for the charging year)
Calculation =IF(x1,x1,0.01*x2*(x3*x4+x5*x6)+10*(x7*x8+x9*x10+x11*x12+x13*x14))
Revenues under current tariffs (£)
Domestic Unrestricted | 135399078.6613
Domestic Two Rate | 8657768.0307
Domestic Off Peak (related MPAN) | 238928.4862
Small Non Domestic Unrestricted | 20941394.5388
Small Non Domestic Two Rate | 7277436.3493
Small Non Domestic Off Peak (related MPAN) | 28295.5562
LV Medium Non-Domestic | 0
LV Sub Medium Non-Domestic | 0
HV Medium Non-Domestic | 0
LV Network Domestic | 0
LV Network Non-Domestic Non-CT | 14884055.7671
LV HH Metered | 46082645.6054
LV Sub HH Metered | 5980872.5604
HV HH Metered | 38528382.7389
NHH UMS category A | 406721.4947
NHH UMS category B | 2851226.0088
NHH UMS category C | 21597.2187
NHH UMS category D | 13035.1748
LV UMS (Pseudo HH Metered) | 1352230.8312
4002. All-the-way volumes
Data sources:
x1 = 1053. Rate 1 units (MWh) by tariff (in Volume forecasts for the charging year)
x2 = 1053. Rate 2 units (MWh) by tariff (in Volume forecasts for the charging year)
x3 = 1053. Rate 3 units (MWh) by tariff (in Volume forecasts for the charging year)
x4 = 1053. MPANs by tariff (in Volume forecasts for the charging year)
x5 = 1053. Import capacity (kVA) by tariff (in Volume forecasts for the charging year)
x6 = 1053. Reactive power units (MVArh) by tariff (in Volume forecasts for the charging year)
x7 = 3802. All units (MWh) (in Revenue summary)
Kind: | Copy cells | Copy cells | Copy cells | Copy cells | Copy cells | Copy cells | Copy cells
Formula: | = x1 | = x2 | = x3 | = x4 | = x5 | = x6 | = x7
| Rate 1 units (MWh) | Rate 2 units (MWh) | Rate 3 units (MWh) | MPANs | Import capacity (kVA) | Reactive power units (MVArh) | All units (MWh)
Domestic Unrestricted | 4326557.4488 | 0 | 0 | 1385470.5437 | 0 | 0 | 4326557.4488
Domestic Two Rate | 227663.6605 | 236919.6822 | 0 | 87734.1662 | 0 | 0 | 464583.3427
Domestic Off Peak (related MPAN) | 83834.5566 | 0 | 0 | 17252.0674 | 0 | 0 | 83834.5566
Small Non Domestic Unrestricted | 839107.738 | 0 | 0 | 76321.5551 | 0 | 0 | 839107.738
Small Non Domestic Two Rate | 226639.2207 | 137254.3331 | 0 | 17515.8369 | 0 | 0 | 363893.5538
Small Non Domestic Off Peak (related MPAN) | 7773.5044 | 0 | 0 | 516.3647 | 0 | 0 | 7773.5044
LV Medium Non-Domestic | 0 | 0 | 0 | 0 | 0 | 0 | 0
LV Sub Medium Non-Domestic | 0 | 0 | 0 | 0 | 0 | 0 | 0
HV Medium Non-Domestic | 0 | 0 | 0 | 0 | 0 | 0 | 0
LV Network Domestic | 0 | 0 | 0 | 0 | 0 | 0 | 0
LV Network Non-Domestic Non-CT | 79163.3324 | 267902.6825 | 299969.2982 | 9670.4851 | 0 | 0 | 647035.3131
LV HH Metered | 276095.5097 | 939987.5506 | 1041216.92 | 10235.8444 | 1512085.8718 | 180535.338 | 2257299.9803
LV Sub HH Metered | 41145.1463 | 136394.3125 | 187132.5086 | 531.8568 | 141644.2329 | 24072.142 | 364671.9674
HV HH Metered | 326823.5678 | 1062967.1381 | 1470155.445 | 839.0146 | 1078714.2521 | 320509.254 | 2859946.1509
NHH UMS category A | 25971.9984 | 0 | 0 | 644.4635 | 0 | 0 | 25971.9984
NHH UMS category B | 121639.3348 | 0 | 0 | 414.7066 | 0 | 0 | 121639.3348
NHH UMS category C | 497.8612 | 0 | 0 | 35.2739 | 0 | 0 | 497.8612
NHH UMS category D | 1282.9896 | 0 | 0 | 18.1136 | 0 | 0 | 1282.9896
LV UMS (Pseudo HH Metered) | 3572.5398 | 8119.9883 | 46885.8032 | 9.5335 | 0 | 0 | 58578.3313
LV Generation NHH or Aggregate HH | 389.163 | 0 | 0 | 59 | 0 | 0 | 389.163
LV Sub Generation NHH | 0 | 0 | 0 | 0 | 0 | 0 | 0
LV Generation Intermittent | 17031.7656 | 0 | 0 | 135 | 0 | 829.69 | 17031.7656
LV Generation Non-Intermittent | 1699.8799 | 5024.1618 | 9280.9996 | 9 | 0 | 294.267 | 16005.0413
LV Sub Generation Intermittent | 644.0621 | 0 | 0 | 4 | 0 | 23.838 | 644.0621
LV Sub Generation Non-Intermittent | 0 | 0 | 0 | 0 | 0 | 0 | 0
HV Generation Intermittent | 441524.6895 | 0 | 0 | 63 | 0 | 1003.137 | 441524.6895
HV Generation Non-Intermittent | 35648.1948 | 97155.2355 | 180684.6105 | 49 | 0 | 2621.813 | 313488.0408
4003. Normalised to
Normalised to
Domestic Unrestricted | = x1: MPAN
Domestic Two Rate | = x1: MPAN
Domestic Off Peak (related MPAN) | = x1: MPAN
Small Non Domestic Unrestricted | = x1: MPAN
Small Non Domestic Two Rate | = x1: MPAN
Small Non Domestic Off Peak (related MPAN) | = x1: MPAN
LV Medium Non-Domestic | = x1: MPAN
LV Sub Medium Non-Domestic | = x1: MPAN
HV Medium Non-Domestic | = x1: MPAN
LV Network Domestic | = x1: MPAN
LV Network Non-Domestic Non-CT | = x1: MPAN
LV HH Metered | = x1: kVA
LV Sub HH Metered | = x1: kVA
HV HH Metered | = x1: kVA
NHH UMS category A | = x1: MWh
NHH UMS category B | = x1: MWh
NHH UMS category C | = x1: MWh
NHH UMS category D | = x1: MWh
LV UMS (Pseudo HH Metered) | = x1: MWh
LV Generation NHH or Aggregate HH | = x1: MWh
LV Sub Generation NHH | = x1: MWh
LV Generation Intermittent | = x1: MWh
LV Generation Non-Intermittent | = x1: MWh
LV Sub Generation Intermittent | = x1: MWh
LV Sub Generation Non-Intermittent | = x1: MWh
HV Generation Intermittent | = x1: MWh
HV Generation Non-Intermittent | = x1: MWh
4004. Normalised volumes for comparisons
Data sources:
x1 = 4002. Rate 1 units (MWh) by tariff (in Volume forecasts for the charging year) (in All-the-way volumes)
x2 = 4003. Normalised to
x3 = 4002. Import capacity (kVA) by tariff (in Volume forecasts for the charging year) (in All-the-way volumes)
x4 = 4002. MPANs by tariff (in Volume forecasts for the charging year) (in All-the-way volumes)
x5 = 4002. All units (MWh) (in Revenue summary) (in All-the-way volumes)
x6 = 4002. Rate 2 units (MWh) by tariff (in Volume forecasts for the charging year) (in All-the-way volumes)
x7 = 4002. Rate 3 units (MWh) by tariff (in Volume forecasts for the charging year) (in All-the-way volumes)
x8 = 4002. Reactive power units (MVArh) by tariff (in Volume forecasts for the charging year) (in All-the-way volumes)
x9 = 1010. Days in the charging year (in Financial and general assumptions)
x10 = 3607. Fixed charge p/MPAN/day (in Tariffs)
x11 = Normalised MPANs (in Normalised volumes for comparisons)
x12 = 3607. Capacity charge p/kVA/day (in Tariffs)
x13 = Normalised Import capacity (kVA) (in Normalised volumes for comparisons)
x14 = 3607. Unit rate 1 p/kWh (in Tariffs)
x15 = Normalised Rate 1 units (MWh) (in Normalised volumes for comparisons)
x16 = 3607. Unit rate 2 p/kWh (in Tariffs)
x17 = Normalised Rate 2 units (MWh) (in Normalised volumes for comparisons)
x18 = 3607. Unit rate 3 p/kWh (in Tariffs)
x19 = Normalised Rate 3 units (MWh) (in Normalised volumes for comparisons)
x20 = 3607. Reactive power charge p/kVArh (in Tariffs)
x21 = Normalised Reactive power units (MVArh) (in Normalised volumes for comparisons)
Kind: | Calculation | Calculation | Calculation | Calculation | Calculation | Calculation | Calculation
Formula: | =x1/IF(x2="kVA",IF(x3,x3,1),IF(x2="MPAN",IF(x4,x4,1),IF(x5,x5,1))) | =x6/IF(x2="kVA",IF(x3,x3,1),IF(x2="MPAN",IF(x4,x4,1),IF(x5,x5,1))) | =x7/IF(x2="kVA",IF(x3,x3,1),IF(x2="MPAN",IF(x4,x4,1),IF(x5,x5,1))) | =x4/IF(x2="kVA",IF(x3,x3,1),IF(x2="MPAN",IF(x4,x4,1),IF(x5,x5,1))) | =x3/IF(x2="kVA",IF(x3,x3,1),IF(x2="MPAN",IF(x4,x4,1),IF(x5,x5,1))) | =x8/IF(x2="kVA",IF(x3,x3,1),IF(x2="MPAN",IF(x4,x4,1),IF(x5,x5,1))) | =0.01*x9*(x10*x11+x12*x13)+10*(x14*x15+x16*x17+x18*x19+x20*x21)
| Normalised Rate 1 units (MWh) | Normalised Rate 2 units (MWh) | Normalised Rate 3 units (MWh) | Normalised MPANs | Normalised Import capacity (kVA) | Normalised Reactive power units (MVArh) | Normalised revenues (£)
Domestic Unrestricted
Domestic Unrestricted | 3.1228 | 0 | 0 | 1 | 0 | 0 | 91.172
LDNO LV: Domestic Unrestricted | 3.1228 | 0 | 0 | 1 | 0 | 0 | 54.9552
LDNO HV: Domestic Unrestricted | 3.1228 | 0 | 0 | 1 | 0 | 0 | 32.4264
Domestic Two Rate
Domestic Two Rate | 2.5949 | 2.7004 | 0 | 1 | 0 | 0 | 95.8495
LDNO LV: Domestic Two Rate | 2.5949 | 2.7004 | 0 | 1 | 0 | 0 | 57.7709
LDNO HV: Domestic Two Rate | 2.5949 | 2.7004 | 0 | 1 | 0 | 0 | 34.1007
Domestic Off Peak (related MPAN)
Domestic Off Peak (related MPAN) | 4.8594 | 0 | 0 | 1 | 0 | 0 | 13.8493
LDNO LV: Domestic Off Peak (related MPAN) | 4.8594 | 0 | 0 | 1 | 0 | 0 | 8.3582
LDNO HV: Domestic Off Peak (related MPAN) | 4.8594 | 0 | 0 | 1 | 0 | 0 | 4.908
Small Non Domestic Unrestricted
Small Non Domestic Unrestricted | 10.9944 | 0 | 0 | 1 | 0 | 0 | 282.184
LDNO LV: Small Non Domestic Unrestricted | 10.9944 | 0 | 0 | 1 | 0 | 0 | 170.0724
LDNO HV: Small Non Domestic Unrestricted | 10.9944 | 0 | 0 | 1 | 0 | 0 | 100.4241
Small Non Domestic Two Rate
Small Non Domestic Two Rate | 12.9391 | 7.836 | 0 | 1 | 0 | 0 | 409.5494
LDNO LV: Small Non Domestic Two Rate | 12.9391 | 7.836 | 0 | 1 | 0 | 0 | 246.6938
LDNO HV: Small Non Domestic Two Rate | 12.9391 | 7.836 | 0 | 1 | 0 | 0 | 145.64
Small Non Domestic Off Peak (related MPAN)
Small Non Domestic Off Peak (related MPAN) | 15.0543 | 0 | 0 | 1 | 0 | 0 | 53.8944
LDNO LV: Small Non Domestic Off Peak (related MPAN) | 15.0543 | 0 | 0 | 1 | 0 | 0 | 32.5173
LDNO HV: Small Non Domestic Off Peak (related MPAN) | 15.0543 | 0 | 0 | 1 | 0 | 0 | 19.119
LV Medium Non-Domestic
LV Medium Non-Domestic | 0 | 0 | 0 | 0 | 0 | 0 | 0
LDNO LV: LV Medium Non-Domestic | 0 | 0 | 0 | 0 | 0 | 0 | 0
LDNO HV: LV Medium Non-Domestic | 0 | 0 | 0 | 0 | 0 | 0 | 0
LV Sub Medium Non-Domestic
LV Sub Medium Non-Domestic | 0 | 0 | 0 | 0 | 0 | 0 | 0
HV Medium Non-Domestic
HV Medium Non-Domestic | 0 | 0 | 0 | 0 | 0 | 0 | 0
LV Network Domestic
LV Network Domestic | 0 | 0 | 0 | 0 | 0 | 0 | 0
LDNO LV: LV Network Domestic | 0 | 0 | 0 | 0 | 0 | 0 | 0
LDNO HV: LV Network Domestic | 0 | 0 | 0 | 0 | 0 | 0 | 0
LV Network Non-Domestic Non-CT
LV Network Non-Domestic Non-CT | 8.1861 | 27.7031 | 31.0191 | 1 | 0 | 0 | 1559.0156
LDNO LV: LV Network Non-Domestic Non-CT | 8.1861 | 27.7031 | 31.0191 | 1 | 0 | 0 | 939.289
LDNO HV: LV Network Non-Domestic Non-CT | 8.1861 | 27.7031 | 31.0191 | 1 | 0 | 0 | 554.6265
LV HH Metered
LV HH Metered | 0.18259 | 0.62165 | 0.6886 | 0.0067694 | 1 | 0.11939 | 30.971
LDNO LV: LV HH Metered | 0.18259 | 0.62165 | 0.6886 | 0.0067694 | 1 | 0.11939 | 18.6548
LDNO HV: LV HH Metered | 0.18259 | 0.62165 | 0.6886 | 0.0067694 | 1 | 0.11939 | 11.0334
LV Sub HH Metered
LV Sub HH Metered | 0.29048 | 0.96294 | 1.3211 | 0.0037549 | 1 | 0.16995 | 41.4469
LDNO HV: LV Sub HH Metered | 0.29048 | 0.96294 | 1.3211 | 0.0037549 | 1 | 0.16995 | 24.7602
HV HH Metered
HV HH Metered | 0.30298 | 0.9854 | 1.3629 | 0.00077779 | 1 | 0.29712 | 35.5274
LDNO HV: HV HH Metered | 0.30298 | 0.9854 | 1.3629 | 0.00077779 | 1 | 0.29712 | 26.0901
NHH UMS category A
NHH UMS category A | 1 | 0 | 0 | 0.024814 | 0 | 0 | 15.68
LDNO LV: NHH UMS category A | 1 | 0 | 0 | 0.024814 | 0 | 0 | 9.45
LDNO HV: NHH UMS category A | 1 | 0 | 0 | 0.024814 | 0 | 0 | 5.58
NHH UMS category B
NHH UMS category B | 1 | 0 | 0 | 0.0034093 | 0 | 0 | 23.29
LDNO LV: NHH UMS category B | 1 | 0 | 0 | 0.0034093 | 0 | 0 | 14.03
LDNO HV: NHH UMS category B | 1 | 0 | 0 | 0.0034093 | 0 | 0 | 8.29
NHH UMS category C
NHH UMS category C | 1 | 0 | 0 | 0.070851 | 0 | 0 | 43.1
LDNO LV: NHH UMS category C | 1 | 0 | 0 | 0.070851 | 0 | 0 | 25.97
LDNO HV: NHH UMS category C | 1 | 0 | 0 | 0.070851 | 0 | 0 | 15.33
NHH UMS category D
NHH UMS category D | 1 | 0 | 0 | 0.014118 | 0 | 0 | 10.32
LDNO LV: NHH UMS category D | 1 | 0 | 0 | 0.014118 | 0 | 0 | 6.22
LDNO HV: NHH UMS category D | 1 | 0 | 0 | 0.014118 | 0 | 0 | 3.67
LV UMS (Pseudo HH Metered)
LV UMS (Pseudo HH Metered) | 0.060987 | 0.13862 | 0.80039 | 0.00016275 | 0 | 0 | 22.9464
LDNO LV: LV UMS (Pseudo HH Metered) | 0.060987 | 0.13862 | 0.80039 | 0.00016275 | 0 | 0 | 13.8258
LDNO HV: LV UMS (Pseudo HH Metered) | 0.060987 | 0.13862 | 0.80039 | 0.00016275 | 0 | 0 | 8.1657
LV Generation NHH or Aggregate HH
LV Generation NHH or Aggregate HH | 1 | 0 | 0 | 0.15161 | 0 | 0 | -6.25
LDNO LV: LV Generation NHH or Aggregate HH | 1 | 0 | 0 | 0.15161 | 0 | 0 | -6.25
LDNO HV: LV Generation NHH or Aggregate HH | 1 | 0 | 0 | 0.15161 | 0 | 0 | -6.25
LV Sub Generation NHH
LV Sub Generation NHH | 0 | 0 | 0 | 0 | 0 | 0 | 0
LDNO HV: LV Sub Generation NHH | 0 | 0 | 0 | 0 | 0 | 0 | 0
LV Generation Intermittent
LV Generation Intermittent | 1 | 0 | 0 | 0.0079264 | 0 | 0.048714 | -6.1911
LDNO LV: LV Generation Intermittent | 1 | 0 | 0 | 0.0079264 | 0 | 0.048714 | -6.1911
LDNO HV: LV Generation Intermittent | 1 | 0 | 0 | 0.0079264 | 0 | 0.048714 | -6.1911
LV Generation Non-Intermittent
LV Generation Non-Intermittent | 0.10621 | 0.31391 | 0.57988 | 0.00056232 | 0 | 0.018386 | -6.3305
LDNO LV: LV Generation Non-Intermittent | 0.10621 | 0.31391 | 0.57988 | 0.00056232 | 0 | 0.018386 | -6.3305
LDNO HV: LV Generation Non-Intermittent | 0.10621 | 0.31391 | 0.57988 | 0.00056232 | 0 | 0.018386 | -6.3305
LV Sub Generation Intermittent
LV Sub Generation Intermittent | 1 | 0 | 0 | 0.0062106 | 0 | 0.037012 | -5.3274
LDNO HV: LV Sub Generation Intermittent | 1 | 0 | 0 | 0.0062106 | 0 | 0.037012 | -5.3274
LV Sub Generation Non-Intermittent
LV Sub Generation Non-Intermittent | 0 | 0 | 0 | 0 | 0 | 0 | 0
LDNO HV: LV Sub Generation Non-Intermittent | 0 | 0 | 0 | 0 | 0 | 0 | 0
HV Generation Intermittent
HV Generation Intermittent | 1 | 0 | 0 | 0.00014269 | 0 | 0.002272 | -3.5677
LDNO HV: HV Generation Intermittent | 1 | 0 | 0 | 0.00014269 | 0 | 0.002272 | -3.5981
HV Generation Non-Intermittent
HV Generation Non-Intermittent | 0.11371 | 0.30992 | 0.57637 | 0.00015631 | 0 | 0.0083634 | -3.7808
LDNO HV: HV Generation Non-Intermittent | 0.11371 | 0.30992 | 0.57637 | 0.00015631 | 0 | 0.0083634 | -3.8141
4005. LDNO LV charges (normalised £)
Data sources:
x1 = 4004. Normalised revenues (£) (in Normalised volumes for comparisons)
Copy cells = x1
LDNO LV charges (normalised £)
LDNO LV: Domestic Unrestricted | = x1: 54.9552
LDNO LV: Domestic Two Rate | = x1: 57.7709
LDNO LV: Domestic Off Peak (related MPAN) | = x1: 8.3582
LDNO LV: Small Non Domestic Unrestricted | = x1: 170.0724
LDNO LV: Small Non Domestic Two Rate | = x1: 246.6938
LDNO LV: Small Non Domestic Off Peak (related MPAN) | = x1: 32.5173
LDNO LV: LV Medium Non-Domestic | = x1: 0
LDNO LV: LV Network Domestic | = x1: 0
LDNO LV: LV Network Non-Domestic Non-CT | = x1: 939.289
LDNO LV: LV HH Metered | = x1: 18.6548
N/A | bar: = x1
N/A | bar: = x1
LDNO LV: NHH UMS category A | = x1: 9.45
LDNO LV: NHH UMS category B | = x1: 14.03
LDNO LV: NHH UMS category C | = x1: 25.97
LDNO LV: NHH UMS category D | = x1: 6.22
LDNO LV: LV UMS (Pseudo HH Metered) | = x1: 13.8258
LDNO LV: LV Generation NHH or Aggregate HH | = x1: -6.25
N/A | bar: = x1
LDNO LV: LV Generation Intermittent | = x1: -6.1911
LDNO LV: LV Generation Non-Intermittent | = x1: -6.3305
N/A | bar: = x1
N/A | bar: = x1
N/A | bar: = x1
N/A | bar: = x1
4006. LDNO HV charges (normalised £)
Data sources:
x1 = 4004. Normalised revenues (£) (in Normalised volumes for comparisons)
Copy cells = x1
LDNO HV charges (normalised £)
LDNO HV: Domestic Unrestricted | = x1: 32.4264
LDNO HV: Domestic Two Rate | = x1: 34.1007
LDNO HV: Domestic Off Peak (related MPAN) | = x1: 4.908
LDNO HV: Small Non Domestic Unrestricted | = x1: 100.4241
LDNO HV: Small Non Domestic Two Rate | = x1: 145.64
LDNO HV: Small Non Domestic Off Peak (related MPAN) | = x1: 19.119
LDNO HV: LV Medium Non-Domestic | = x1: 0
LDNO HV: LV Network Domestic | = x1: 0
LDNO HV: LV Network Non-Domestic Non-CT | = x1: 554.6265
LDNO HV: LV HH Metered | = x1: 11.0334
LDNO HV: LV Sub HH Metered | = x1: 24.7602
LDNO HV: HV HH Metered | = x1: 26.0901
LDNO HV: NHH UMS category A | = x1: 5.58
LDNO HV: NHH UMS category B | = x1: 8.29
LDNO HV: NHH UMS category C | = x1: 15.33
LDNO HV: NHH UMS category D | = x1: 3.67
LDNO HV: LV UMS (Pseudo HH Metered) | = x1: 8.1657
LDNO HV: LV Generation NHH or Aggregate HH | = x1: -6.25
LDNO HV: LV Sub Generation NHH | = x1: 0
LDNO HV: LV Generation Intermittent | = x1: -6.1911
LDNO HV: LV Generation Non-Intermittent | = x1: -6.3305
LDNO HV: LV Sub Generation Intermittent | = x1: -5.3274
LDNO HV: LV Sub Generation Non-Intermittent | = x1: 0
LDNO HV: HV Generation Intermittent | = x1: -3.5981
LDNO HV: HV Generation Non-Intermittent | = x1: -3.8141

## CTables
Tariff comparisons for Northern Powergrid (Northeast) in 2017/18 (April 2017 - Final Charges)
This sheet is for information only. It can be deleted without affecting any calculations elsewhere in the model.
4101. Comparison with current all-the-way demand tariffs
Data sources:
x1 = 4001. Revenues under current tariffs (£)
x2 = 3802. Net revenues (£) (in Revenue summary)
x3 = 3802. All units (MWh) (in Revenue summary)
x4 = 1053. MPANs by tariff (in Volume forecasts for the charging year)
Kind: | Calculation | Calculation | Copy cells
Formula: | =IF(x1,x2/x1-1,"") | =(x2-x1)/IF(x3,x3,1)/10 | = x4
| Change | Absolute change (average p/kWh) | MPANs
Domestic Unrestricted | -6.708% | -0.20993 | 1385470.5437
Domestic Two Rate | -2.87% | -0.053488 | 87734.1662
Domestic Off Peak (related MPAN) | 0% | 0 | 17252.0674
Small Non Domestic Unrestricted | 2.843% | 0.070948 | 76321.5551
Small Non Domestic Two Rate | -1.427% | -0.028535 | 17515.8369
Small Non Domestic Off Peak (related MPAN) | -1.648% | -0.006 | 516.3647
LV Medium Non-Domestic |  | 0 | 0
LV Sub Medium Non-Domestic |  | 0 | 0
HV Medium Non-Domestic |  | 0 | 0
LV Network Domestic |  | 0 | 0
LV Network Non-Domestic Non-CT | 1.293% | 0.029733 | 9670.4851
LV HH Metered | 1.623% | 0.033141 | 10235.8444
LV Sub HH Metered | -1.842% | -0.030206 | 531.8568
HV HH Metered | -0.5306% | -0.0071487 | 839.0146
NHH UMS category A | 0.1277% | 0.002 | 644.4635
NHH UMS category B | -0.6399% | -0.015 | 414.7066
NHH UMS category C | -0.6455% | -0.028 | 35.2739
NHH UMS category D | 1.575% | 0.016 | 18.1136
LV UMS (Pseudo HH Metered) | -0.5967% | -0.013775 | 9.5335
4102. LDNO margins in use of system charges
Data sources:
x1 = 4003. Normalised to
x2 = 4004. Normalised revenues (£) (in Normalised volumes for comparisons)
x3 = 4005. LDNO LV charges (normalised £)
x4 = All-the-way charges (normalised £) (in LDNO margins in use of system charges)
x5 = 4006. LDNO HV charges (normalised £)
Kind: | Copy cells | Copy cells | Calculation | Calculation
Formula: | = x1 | = x2 | =IF(x3,x4-x3,"") | =IF(x5,x4-x5,"")
| Normalised to | All-the-way charges (normalised £) | LDNO LV margin (normalised £) | LDNO HV margin (normalised £)
Domestic Unrestricted | MPAN | 91.172 | 36.2168 | 58.7456
Domestic Two Rate | MPAN | 95.8495 | 38.0786 | 61.7488
Domestic Off Peak (related MPAN) | MPAN | 13.8493 | 5.4911 | 8.9413
Small Non Domestic Unrestricted | MPAN | 282.184 | 112.1116 | 181.7599
Small Non Domestic Two Rate | MPAN | 409.5494 | 162.8556 | 263.9094
Small Non Domestic Off Peak (related MPAN) | MPAN | 53.8944 | 21.3771 | 34.7754
LV Medium Non-Domestic | MPAN | 0
LV Network Domestic | MPAN | 0
LV Network Non-Domestic Non-CT | MPAN | 1559.0156 | 619.7266 | 1004.3891
LV HH Metered | kVA | 30.971 | 12.3161 | 19.9375
LV Sub HH Metered | kVA | 41.4469 |  | 16.6867
HV HH Metered | kVA | 35.5274 |  | 9.4373
NHH UMS category A | MWh | 15.68 | 6.23 | 10.1
NHH UMS category B | MWh | 23.29 | 9.26 | 15
NHH UMS category C | MWh | 43.1 | 17.13 | 27.77
NHH UMS category D | MWh | 10.32 | 4.1 | 6.65
LV UMS (Pseudo HH Metered) | MWh | 22.9464 | 9.1206 | 14.7807
LV Generation NHH or Aggregate HH | MWh | -6.25 | 0 | 0
LV Sub Generation NHH | MWh | 0
LV Generation Intermittent | MWh | -6.1911 | 0 | 0
LV Generation Non-Intermittent | MWh | -6.3305 | 0 | 0
LV Sub Generation Intermittent | MWh | -5.3274 |  | 0
LV Sub Generation Non-Intermittent | MWh | 0
HV Generation Intermittent | MWh | -3.5677 |  | 0.030384
HV Generation Non-Intermittent | MWh | -3.7808 |  | 0.033284