## Assessed Product Database
|  |  |  | Assessed Product Database | [5 empty] | Last Updated 26/11/2024 (AM)
Category | Product Type | Specific Type |  | Product Description | Commodity Code | Assessed Suppliers | Current NPG Supplier (y/n) | Manufacturing Site | Supplier Product Ref | Additional Comments | Network Product Specification | Last Updated per Item | Quantity Req
Underground | Cable | 95mm: TRIPLEXED Alum Single Core Cable | 11kV | 95mm2: TRIPLEXED Single Core Cable: with Solid Aluminium Core, Copper Wire Screens and Non - Radially Moisture Blocked RED MDPE Oversheath. | 110398 | Copper Cable Co | Yes | Bigdosh, Poland |  |  | NPS/002/020
Underground | Cable | 95mm: TRIPLEXED Alum Single Core Cable | 11kV | 95mm2: TRIPLEXED Single Core Cable: with Solid Aluminium Core, Copper Wire Screens and Non - Radially Moisture Blocked RED MDPE Oversheath. | 110398 | NKT Cables | Yes | Asnaes, Denmark |  |  | NPS/002/020
Underground | Cable | 95mm: TRIPLEXED Alum Single Core Cable | 11kV | 95mm2: TRIPLEXED Single Core Cable: with Solid Aluminium Core, Copper Wire Screens and Non - Radially Moisture Blocked RED MDPE Oversheath. | 110398 | Prysmian | No | Wrexham, North Wales |  |  | NPS/002/020
Underground | Cable | 95mm: TRIPLEXED Alum Single Core Cable | 11kV | 95mm2: TRIPLEXED Single Core Cable: with Solid Aluminium Core, Copper Wire Screens and Non - Radially Moisture Blocked RED MDPE Oversheath. | 110398 | Hellenic | No | Thiva (Athens), Greece |  |  | NPS/002/020
Underground | Cable | 185mm: TRIPLEXED Alum Single Core Cable: | 11kV | 185mm2: TRIPLEXED Single Core Cable: with Solid Aluminium Core, Copper Wire Screens and Non - Radially Moisture Blocked RED MDPE Oversheath. | 110399 | Copper Cable Co | Yes | Bigdosh, Poland |  |  | NPS/002/020
Underground | Cable | 185mm: TRIPLEXED Alum Single Core Cable: | 11kV | 185mm2: TRIPLEXED Single Core Cable: with Solid Aluminium Core, Copper Wire Screens and Non - Radially Moisture Blocked RED MDPE Oversheath. | 110399 | NKT Cables | Yes | Asnaes, Denmark |  |  | NPS/002/020
Underground | Cable | 185mm: TRIPLEXED Alum Single Core Cable: | 11kV | 185mm2: TRIPLEXED Single Core Cable: with Solid Aluminium Core, Copper Wire Screens and Non - Radially Moisture Blocked RED MDPE Oversheath. | 110399 | Prysmian | No | Wrexham, North Wales |  |  | NPS/002/020
Underground | Cable | 185mm: TRIPLEXED Alum Single Core Cable: | 11kV | 185mm2: TRIPLEXED Single Core Cable: with Solid Aluminium Core, Copper Wire Screens and Non - Radially Moisture Blocked RED MDPE Oversheath. | 110399 | Hellenic | No | Thiva (Athens), Greece |  |  | NPS/002/020
Underground | Cable | 300mm: TRIPLEXED Alum Single Core Cable | 11kV | 300mm2: TRIPLEXED Single Core Cable: with Solid Aluminium Core, Copper Wire Screens Non - Radially Moisture Blocked RED MDPE Oversheath. | 110400 | Copper Cable Co | Yes | Bigdosh, Poland |  |  | NPS/002/020
Underground | Cable | 300mm: TRIPLEXED Alum Single Core Cable | 11kV | 300mm2: TRIPLEXED Single Core Cable: with Solid Aluminium Core, Copper Wire Screens Non - Radially Moisture Blocked RED MDPE Oversheath. | 110400 | NKT Cables | Yes | Asnaes, Denmark |  |  | NPS/002/020
Underground | Cable | 300mm: TRIPLEXED Alum Single Core Cable | 11kV | 300mm2: TRIPLEXED Single Core Cable: with Solid Aluminium Core, Copper Wire Screens Non - Radially Moisture Blocked RED MDPE Oversheath. | 110400 | Prysmian | No | Wrexham, North Wales |  |  | NPS/002/020
Underground | Cable | 300mm: TRIPLEXED Alum Single Core Cable | 11kV | 300mm2: TRIPLEXED Single Core Cable: with Solid Aluminium Core, Copper Wire Screens Non - Radially Moisture Blocked RED MDPE Oversheath. | 110400 | Hellenic | No | Thiva (Athens), Greece |  |  | NPS/002/020
Underground | Cable | 300mm: TRIPLEXED Copper Single Core Cable | 11kV | 300mm 2: TRIPLEXED Single Core Cable: WithStranded Copper Core, Copper Wire Screens and Non - Radially Moisture Blocked, RED MDPE Oversheath. | 016412 | Copper Cable Co | Yes | Bigdosh, Poland |  |  | NPS/002/020
Underground | Cable | 300mm: TRIPLEXED Copper Single Core Cable | 11kV | 300mm 2: TRIPLEXED Single Core Cable: WithStranded Copper Core, Copper Wire Screens and Non - Radially Moisture Blocked, RED MDPE Oversheath. | 016412 | NKT Cables | Yes | Asnaes, Denmark |  |  | NPS/002/020
Underground | Cable | 300mm: TRIPLEXED Copper Single Core Cable | 11kV | 300mm 2: TRIPLEXED Single Core Cable: WithStranded Copper Core, Copper Wire Screens and Non - Radially Moisture Blocked, RED MDPE Oversheath. | 016412 | Prysmian | No | Wrexham, North Wales |  |  | NPS/002/020
Underground | Cable | 300mm: TRIPLEXED Copper Single Core Cable | 11kV | 300mm 2: TRIPLEXED Single Core Cable: WithStranded Copper Core, Copper Wire Screens and Non - Radially Moisture Blocked, RED MDPE Oversheath. | 016412 | Hellenic | No | Thiva (Athens), Greece |  |  | NPS/002/020
Underground | Cable | 400mm: Copper Single Core Cable | 11kV | 400mm2: Single Core Cable: with Stranded Copper Core, Copper Wire Screens and Non - Radially Moisture Blocked. RED MDPE Oversheath. | 110397 | Copper Cable Co | Yes | Bigdosh, Poland |  |  | NPS/002/020
Underground | Cable | 400mm: Copper Single Core Cable | 11kV | 400mm2: Single Core Cable: with Stranded Copper Core, Copper Wire Screens and Non - Radially Moisture Blocked. RED MDPE Oversheath. | 110397 | NKT Cables | Yes | Asnaes, Denmark |  |  | NPS/002/020
Underground | Cable | 400mm: Copper Single Core Cable | 11kV | 400mm2: Single Core Cable: with Stranded Copper Core, Copper Wire Screens and Non - Radially Moisture Blocked. RED MDPE Oversheath. | 110397 | Prysmian | No | Wrexham, North Wales |  |  | NPS/002/020
Underground | Cable | 500mm: Copper Single Core Cable | 11kV | 500mm2: Single Core Cable: with Stranded Copper Core, Copper Wire Screens and Non - Radially Moisture Blocked. RED MDPE Oversheath. | 016416 | Copper Cable Co | Yes | Bigdosh, Poland |  |  | NPS/002/020
Underground | Cable | 500mm: Copper Single Core Cable | 11kV | 500mm2: Single Core Cable: with Stranded Copper Core, Copper Wire Screens and Non - Radially Moisture Blocked. RED MDPE Oversheath. | 016416 | NKT Cables | Yes | Asnaes, Denmark |  |  | NPS/002/020
Underground | Cable | 500mm: Copper Single Core Cable | 11kV | 500mm2: Single Core Cable: with Stranded Copper Core, Copper Wire Screens and Non - Radially Moisture Blocked. RED MDPE Oversheath. | 016416 | Prysmian | No | Wrexham, North Wales |  |  | NPS/002/020
Underground | Cable | 630mm: Copper Single Core Cable | 11kV | 630mm2: Single Core Cable: with Stranded Copper Core, Copper Wire Screens and Non - Radially Moisture Blocked. RED MDPE Oversheath. | 016418 | Copper Cable Co | Yes | Bigdosh, Poland |  |  | NPS/002/020
Underground | Cable | 630mm: Copper Single Core Cable | 11kV | 630mm2: Single Core Cable: with Stranded Copper Core, Copper Wire Screens and Non - Radially Moisture Blocked. RED MDPE Oversheath. | 016418 | NKT Cables | Yes | Asnaes, Denmark |  |  | NPS/002/020
Underground | Cable | 630mm: Copper Single Core Cable | 11kV | 630mm2: Single Core Cable: with Stranded Copper Core, Copper Wire Screens and Non - Radially Moisture Blocked. RED MDPE Oversheath. | 016418 | Prysmian | No | Wrexham, North Wales |  |  | NPS/002/020
Underground | Cable | 185mm: Alum Single Core | 11kV | Cable: 185sqmm: 11kV: SINGLE Core: Solid Aluminium conductor with XLPE Insulation: Fully Bonded: Copper Earth Screens & Extruded polyethylene Oversheath. | 110396 | Copper Cable Co | Yes | Bigdosh, Poland |  |  | NPS/002/020
Underground | Cable | 185mm: Alum Single Core | 11kV | Cable: 185sqmm: 11kV: SINGLE Core: Solid Aluminium conductor with XLPE Insulation: Fully Bonded: Copper Earth Screens & Extruded polyethylene Oversheath. | 110396 | NKT Cables | Yes | Asnaes, Denmark |  |  | NPS/002/020
Underground | Cable | 185mm: Alum Single Core | 11kV | Cable: 185sqmm: 11kV: SINGLE Core: Solid Aluminium conductor with XLPE Insulation: Fully Bonded: Copper Earth Screens & Extruded polyethylene Oversheath. | 110396 | Prysmian | No | Wrexham, North Wales |  |  | NPS/002/020
Underground | Cable | 95mm: TRIPLEXED Single Core Cable | 20kV | 95mm2: TRIPLEX Formation: Solid Aluminium Core: XLPE Insulation: Fully Bonded: Copper Earth Screens: Extruded Black Polyethylene Oversheath | 110096 | Copper Cable Co | Yes | Bigdosh, Poland |  |  | NPS/002/020
Underground | Cable | 95mm: TRIPLEXED Single Core Cable | 20kV | 95mm2: TRIPLEX Formation: Solid Aluminium Core: XLPE Insulation: Fully Bonded: Copper Earth Screens: Extruded Black Polyethylene Oversheath | 110096 | Prysmian | Yes | Wrexham, North Wales |  |  | NPS/002/020
Underground | Cable | 185mm: TRIPLEXED Single Core Cable: | 20kV | 185mm2: TRIPLEX Formation: Solid Aluminium Core: XLPE Insulation: Fully Bonded: Copper Earth Screens: Extruded Black Polyethylene Oversheath | 110097 | Copper Cable Co | Yes | Bigdosh, Poland |  |  | NPS/002/020
Underground | Cable | 185mm: TRIPLEXED Single Core Cable: | 20kV | 185mm2: TRIPLEX Formation: Solid Aluminium Core: XLPE Insulation: Fully Bonded: Copper Earth Screens: Extruded Black Polyethylene Oversheath | 110097 | Prysmian | Yes | Wrexham, North Wales |  |  | NPS/002/020
Underground | Cable | 300mm: TRIPLEXED Single Core Cable: | 20kV | 300mm2 Triplex Formation: Circular Stranded Copper Conductor | 107223 | Prysmian | Yes | Wrexham, North Wales |  |  | NPS/002/020 | 2017-07-03
Underground | Cable | 300mm: TRIPLEXED Single Core Cable: | 20kV | 300mm2 Triplex Formation: Circular Stranded Copper Conductor | 107223 | Copper Cable Co | Yes | Bigdosh, Poland |  |  | NPS/002/020 | 2017-07-03
Underground | Cable | 400mm: Copper Single Core | 20kV | 400mm2: Single Core: Stranded Copper Core: XLPE Insulation: Fully Bonded: Copper Earth Screens: Extruded Black Polyethylene Oversheath. | 108927 | Copper Cable Co | Yes | Bigdosh, Poland |  |  | NPS/002/020
Underground | Cable | 400mm: Copper Single Core | 20kV | 400mm2: Single Core: Stranded Copper Core: XLPE Insulation: Fully Bonded: Copper Earth Screens: Extruded Black Polyethylene Oversheath. | 108927 | Prysmian | Yes | Wrexham, North Wales |  |  | NPS/002/020
Underground | Cable | 400mm: Copper Single Core | 20kV | 400mm2: Single Core: - TRIPLEX Formation Stranded Copper Core: XLPE Insulation: Fully Bonded: Copper Earth Screens: Extruded Black Polyethylene Oversheath. | 110098 | Copper Cable Co | Yes | Bigdosh, Poland |  |  | NPS/002/020
Underground | Cable | 400mm: Copper Single Core | 20kV | 400mm2: Single Core: - TRIPLEX Formation Stranded Copper Core: XLPE Insulation: Fully Bonded: Copper Earth Screens: Extruded Black Polyethylene Oversheath. | 110098 | Prysmian | Yes | Wrexham, North Wales |  |  | NPS/002/020
Underground | Cable | 240mm Copper Single Core Cable | 33kV | 240mm2 Single Core Cable Stranded Copper Core Copper Wire Screens and Non - Radially Water Blocked. Black MDPE Oversheath | 018440 | Prysmian | Yes | Wrexham, North Wales |  |  | NPS/002/021
Underground | Cable | 240mm Copper Single Core Cable | 33kV | 240mm2 Single Core Cable Stranded Copper Core Copper Wire Screens and Non - Radially Water Blocked. Black MDPE Oversheath | 018440 | Hellenic | Yes | Thiva (Athens), Greece |  |  | NPS/002/021
Underground | Cable | 240mm Copper Single Core Cable | 33kV | 240mm2 Single Core Cable Stranded Copper Core Copper Wire Screens and Non - Radially Water Blocked. Black MDPE Oversheath | 018440 | Copper Cable Co | No | Bydgoszcz, Poland |  |  | NPS/002/021
Underground | Cable | 240mm Copper Single Core Cable | 33kV | 240mm2 Single Core Cable Stranded Copper Core Copper Wire Screens and Non - Radially Water Blocked. Black MDPE Oversheath | 018440 | Nexans | No | Lamia, Greece |  | Manufacturing site moved from Bourg en Bresse, France to Lamia, Greece. | NPS/002/021
Underground | Cable | 300mm Copper Single Core Cable | 33kV | 300mm 2 Single Core Cable Stranded Copper Core Copper Wire Screens and Non - Radially Water Blocked. Black MDPE Oversheath | 018442 | Prysmian | Yes | Wrexham, North Wales |  |  | NPS/002/021
Underground | Cable | 300mm Copper Single Core Cable | 33kV | 300mm 2 Single Core Cable Stranded Copper Core Copper Wire Screens and Non - Radially Water Blocked. Black MDPE Oversheath | 018442 | Hellenic | Yes | Thiva (Athens), Greece |  |  | NPS/002/021
Underground | Cable | 300mm Copper Single Core Cable | 33kV | 300mm 2 Single Core Cable Stranded Copper Core Copper Wire Screens and Non - Radially Water Blocked. Black MDPE Oversheath | 018442 | Copper Cable Co | No | Bydgoszcz, Poland |  |  | NPS/002/021
Underground | Cable | 300mm Copper Single Core Cable | 33kV | 300mm 2 Single Core Cable Stranded Copper Core Copper Wire Screens and Non - Radially Water Blocked. Black MDPE Oversheath | 018442 | Nexans | No | Lamia, Greece |  | Manufacturing site moved from Bourg en Bresse, France to Lamia, Greece. | NPS/002/021
Underground | Cable | 400mm Copper Single Core Cable | 33kV | 400mm2 Single Core Cable Stranded Copper Core Copper Wire Screens and Non - Radially Water Blocked. Black MDPE Oversheath | 018457 | Prysmian | Yes | Wrexham, North Wales |  |  | NPS/002/021
Underground | Cable | 400mm Copper Single Core Cable | 33kV | 400mm2 Single Core Cable Stranded Copper Core Copper Wire Screens and Non - Radially Water Blocked. Black MDPE Oversheath | 018457 | Hellenic | Yes | Thiva (Athens), Greece |  |  | NPS/002/021
Underground | Cable | 400mm Copper Single Core Cable | 33kV | 400mm2 Single Core Cable Stranded Copper Core Copper Wire Screens and Non - Radially Water Blocked. Black MDPE Oversheath | 018457 | Copper Cable Co | No | Bydgoszcz, Poland |  |  | NPS/002/021
Underground | Cable | 400mm Copper Single Core Cable | 33kV | 400mm2 Single Core Cable Stranded Copper Core Copper Wire Screens and Non - Radially Water Blocked. Black MDPE Oversheath | 018457 | Nexans | No | Lamia, Greece |  | Manufacturing site moved from Bourg en Bresse, France to Lamia, Greece. | NPS/002/021
Underground | Cable | 500mm Copper Single Core Cable | 33kV | 500mm2 Single Core Cable Stranded Copper Core Copper Wire Screens and Non - Radially Water Blocked. Black MDPE Oversheath | 018523 | Prysmian | Yes | Wrexham, North Wales |  |  | NPS/002/021
Underground | Cable | 500mm Copper Single Core Cable | 33kV | 500mm2 Single Core Cable Stranded Copper Core Copper Wire Screens and Non - Radially Water Blocked. Black MDPE Oversheath | 018523 | Hellenic | Yes | Thiva (Athens), Greece |  |  | NPS/002/021
Underground | Cable | 500mm Copper Single Core Cable | 33kV | 500mm2 Single Core Cable Stranded Copper Core Copper Wire Screens and Non - Radially Water Blocked. Black MDPE Oversheath | 018523 | Copper Cable Co | No | Bydgoszcz, Poland |  |  | NPS/002/021
Underground | Cable | 500mm Copper Single Core Cable | 33kV | 500mm2 Single Core Cable Stranded Copper Core Copper Wire Screens and Non - Radially Water Blocked. Black MDPE Oversheath | 018523 | Nexans | No | Lamia, Greece |  | Manufacturing site moved from Bourg en Bresse, France to Lamia, Greece. | NPS/002/021
Underground | Cable | 630mm Copper Single Core Cable | 33kV | 630mm2 Single Core Cable Stranded Copper Core Copper Wire Screens and Non - Radially Water Blocked. Black MDPE Oversheath | 018531 | Prysmian | Yes | Wrexham, North Wales |  |  | NPS/002/021
Underground | Cable | 630mm Copper Single Core Cable | 33kV | 630mm2 Single Core Cable Stranded Copper Core Copper Wire Screens and Non - Radially Water Blocked. Black MDPE Oversheath | 018531 | Hellenic | Yes | Thiva (Athens), Greece |  |  | NPS/002/021
Underground | Cable | 800mm Single Core Cable | 33kV | 800mm2 Single Core Cable Stranded Copper Core Copper Wire Screens and Non - Radially Water Blocked. Black MDPE Oversheath | 100339 | Copper Cable Co | Yes | Bydgoszcz, Poland |  |  | NPS/002/021 | 2022-01-21
Underground | Cable | 630mm Copper Single Core Cable | 33kV | 630mm2 Single Core Cable Stranded Copper Core Copper Wire Screens and Non - Radially Water Blocked. Black MDPE Oversheath | 018531 | Copper Cable Co | No | Bydgoszcz, Poland |  |  | NPS/002/021
Underground | Cable | 630mm Copper Single Core Cable | 33kV | 630mm2 Single Core Cable Stranded Copper Core Copper Wire Screens and Non - Radially Water Blocked. Black MDPE Oversheath | 018531 | Nexans | No | Lamia, Greece |  | Manufacturing site moved from Bourg en Bresse, France to Lamia, Greece. | NPS/002/021
Underground | Cable | 240mm TRIPLEXED Copper Single Core | 33kV | 240mm2 TRIPLEXED Single Core Cable Stranded Copper Core Copper Wire Screens and Non - Radially Water Blocked. Black MDPE Oversheath | 018446 | Prysmian | No | Wrexham, North Wales |  |  | NPS/002/021
Underground | Cable | 240mm TRIPLEXED Copper Single Core | 33kV | 240mm2 TRIPLEXED Single Core Cable Stranded Copper Core Copper Wire Screens and Non - Radially Water Blocked. Black MDPE Oversheath | 018446 | Hellenic | Yes | Thiva (Athens), Greece |  |  | NPS/002/021
Underground | Cable | 240mm TRIPLEXED Copper Single Core | 33kV | 240mm2 TRIPLEXED Single Core Cable Stranded Copper Core Copper Wire Screens and Non - Radially Water Blocked. Black MDPE Oversheath | 018446 | Copper Cable Co | Yes | Bydgoszcz, Poland |  |  | NPS/002/021
Underground | Cable | 240mm TRIPLEXED Copper Single Core | 33kV | 240mm2 TRIPLEXED Single Core Cable Stranded Copper Core Copper Wire Screens and Non - Radially Water Blocked. Black MDPE Oversheath | 018446 | Nexans | No | Lamia, Greece |  | Manufacturing site moved from Bourg en Bresse, France to Lamia, Greece. | NPS/002/021
Underground | Cable | 300mm TRIPLEXED Copper Single Core | 33kV | 300mm 2 TRIPLEXED Single Core Cable Stranded Copper Core Copper Wire Screens and Non - Radially Water Blocked. Black MDPE Oversheath | 018448 | Prysmian | No | Wrexham, North Wales |  |  | NPS/002/021
Underground | Cable | 300mm TRIPLEXED Copper Single Core | 33kV | 300mm 2 TRIPLEXED Single Core Cable Stranded Copper Core Copper Wire Screens and Non - Radially Water Blocked. Black MDPE Oversheath | 018448 | Hellenic | Yes | Thiva (Athens), Greece |  |  | NPS/002/021
Underground | Cable | 300mm TRIPLEXED Copper Single Core | 33kV | 300mm 2 TRIPLEXED Single Core Cable Stranded Copper Core Copper Wire Screens and Non - Radially Water Blocked. Black MDPE Oversheath | 018448 | Copper Cable Co | Yes | Bydgoszcz, Poland |  |  | NPS/002/021
Underground | Cable | 300mm TRIPLEXED Copper Single Core | 33kV | 300mm 2 TRIPLEXED Single Core Cable Stranded Copper Core Copper Wire Screens and Non - Radially Water Blocked. Black MDPE Oversheath | 018448 | Nexans | No | Lamia, Greece |  | Manufacturing site moved from Bourg en Bresse, France to Lamia, Greece. | NPS/002/021
Underground | Cable | 500mm Alum Single Core Cable | 33kV | 500mm2 Single Core XLPE STRANDED ALUMINIUM Non - Radially Water But Longitudinally Water Blocked 35mm2 Copper Wire Screen Black MDPE Oversheath | Not Currently Stocked | Prysmian | Yes | Wrexham, North Wales |  |  | NPS/002/021
Underground | Cable | 500mm Alum Single Core Cable | 33kV | 500mm2 Single Core XLPE STRANDED ALUMINIUM Non - Radially Water But Longitudinally Water Blocked 35mm2 Copper Wire Screen Black MDPE Oversheath | Not Currently Stocked | Hellenic | Yes | Thiva (Athens), Greece |  |  | NPS/002/021
Underground | Cable | 500mm Alum Single Core Cable | 33kV | 500mm2 Single Core XLPE STRANDED ALUMINIUM Non - Radially Water But Longitudinally Water Blocked 35mm2 Copper Wire Screen Black MDPE Oversheath | Not Currently Stocked | Copper Cable Co | Yes | Bydgoszcz, Poland |  |  | NPS/002/021
Underground | Cable | 500mm Alum Single Core Cable | 33kV | 500mm2 Single Core XLPE STRANDED ALUMINIUM Non - Radially Water But Longitudinally Water Blocked 35mm2 Copper Wire Screen Black MDPE Oversheath | Not Currently Stocked | Nexans | Yes | Lamia, Greece |  | Manufacturing site moved from Bourg en Bresse, France to Lamia, Greece. | NPS/002/021
Underground | Cable | 630mm Alum Single Core Cable | 33kV | 630mm2 Single Core XLPE STRANDED ALUMINIUM Non - Radially Water But Longitudinally Water Blocked 35mm2 Copper Wire Screen Black MDPE Oversheath | Not Currently Stocked | Prysmian | Yes | Wrexham, North Wales |  |  | NPS/002/021
Underground | Cable | 630mm Alum Single Core Cable | 33kV | 630mm2 Single Core XLPE STRANDED ALUMINIUM Non - Radially Water But Longitudinally Water Blocked 35mm2 Copper Wire Screen Black MDPE Oversheath | Not Currently Stocked | Hellenic | Yes | Thiva (Athens), Greece |  |  | NPS/002/021
Underground | Cable | 630mm Alum Single Core Cable | 33kV | 630mm2 Single Core XLPE STRANDED ALUMINIUM Non - Radially Water But Longitudinally Water Blocked 35mm2 Copper Wire Screen Black MDPE Oversheath | Not Currently Stocked | Copper Cable Co | Yes | Bydgoszcz, Poland |  |  | NPS/002/021
Underground | Cable | 630mm Alum Single Core Cable | 33kV | 630mm2 Single Core XLPE STRANDED ALUMINIUM Non - Radially Water But Longitudinally Water Blocked 35mm2 Copper Wire Screen Black MDPE Oversheath | Not Currently Stocked | Nexans | Yes | Lamia, Greece |  | Manufacturing site moved from Bourg en Bresse, France to Lamia, Greece. | NPS/002/021
Underground | Cable | 800mm Alum Single Core Cable | 33kV | 800mm2 Single Core XLPE STRANDED ALUMINIUM Non - Radially Water But Longitudinally Water Blocked 35mm2 Copper Wire Screen Black MDPE Oversheath | Not Currently Stocked | Hellenic | Yes | Thiva (Athens), Greece |  |  | NPS/002/021
Underground | Cable | 300- 800mm2: Single Core Cable | 66kV | 300- 800mm2: Single Core Cable: Stranded copper conductor. Triple extruded XLPE insulation. min thicknes of insulation 12mm Water sellable tapes above and below cu screen wires Lead Alloy outer Sheath/Bitumen coated PE outer sheath with conducting layer TO NPS spec 002/022 | Not Currently Stocked | Prysmian | Yes | Wrexham, North Wales |  | Updated to say 300 to 800, as 240 no longer an accepted size in the IMP doc. Description updated to provide clarity on key components * Does not currently meet the full NPS/002/022 specification requirements. Prior to any project costing,procurement or installations, approval from Northern Powergrid is required. | NPS/002/022 | 2023-07-31
Underground | Cable | 300 - 800mm2: Single Core Cable | 66kV | 300- 800mm2: Single Core Cable: Stranded copper conductor. Triple extruded XLPE insulation. min thicknes of insulation 12mm Water sellable tapes above and below cu screen wires Lead Alloy outer Sheath/Bitumen coated PE outer sheath with conducting layer TO NPS spec 002/022 | Not Currently Stocked | Telefonika Kable | Yes | Bydgoszcz, Poland |  | Updated to say 300 to 800, as 240 no longer an accepted size in the IMP doc. Description updated to provide clarity on key components Updated: Cable manufactured with Bitumen Tape applied between the oversheath and lead sheath. Contact cable manufacturer for accessories to be used for cable systems as defined in IEC 60840, clause 12 | NPS/002/022 | 2023-08-01
Underground | Cable | 300 - 800mm2: Single Core Cable | 66kV | 300- 800mm2: Single Core Cable: Stranded copper conductor. Triple extruded XLPE insulation. min thicknes of insulation 12mm Water sellable tapes above and below cu screen wires Lead Alloy outer Sheath/Bitumen coated PE outer sheath with conducting layer TO NPS spec 002/022 | Not Currently Stocked | Hellenic | Yes | Thiva Greece |  | Updated to say 300 to 800, as 240 no longer an accepted size in the IMP doc. Description updated to provide clarity on key components. Contact cable manufacturer for accessories to be used for cable systems as defined in IEC 60840, clause 12 | NPS/002/022 | 2021-12-29
Underground | Cable | 300-1000mm | 132kV | 300- 1000mm2: Single Core Cable: Stranded copper conductor. Triple extruded XLPE insulation. min thicknes of insulation 15mm Water sellable tapes above and below cu screen wires Lead Alloy outer Sheath/Bitumen Layer PE outer sheath with conducting layer TO NPS spec 002/023 | Not Currently Stocked | Prysmian | Yes | Delft, Holland |  | Updated to say 300 to 1000, as 240 no longer an accepted size in the IMP doc. Description updated to provide clarity on key components. * Does not currently meet the full NPS/002/023 specification requirements. Prior to any project costing,procurement or installations, approval from Northern Powergrid is required. | NPS/002/023 | 2023-05-26
Underground | Cable | 300-1000mm | 132kV | 300- 1000mm2: Single Core Cable: Stranded copper conductor. Triple extruded XLPE insulation. min thicknes of insulation 15mm Water sellable tapes above and below cu screen wires Lead Alloy outer Sheath/Bitumen Layer PE outer sheath with conducting layer TO NPS spec 002/023 | Not Currently Stocked | Prysmian | Yes | Wrexham, North Wales |  | Updated to say 300 to 1000, as 240 no longer an accepted size in the IMP doc. Also Prysmian not approved above 1000mm and cant make in wrexham Description updated to provide clarity on key components also. * Does not currently meet the full NPS/002/023 specification requirements. Prior to any project costing,procurement or installations, approval from Northern Powergrid is required. | NPS/002/023 | 2023-05-26
Underground | Cable | 300-1000mm | 132kV | 300- 1000mm2: Single Core Cable: Stranded copper conductor. Triple extruded XLPE insulation. min thicknes of insulation 15mm Water sellable tapes above and below cu screen wires Lead Alloy outer Sheath/Bitumen Layer PE outer sheath with conducting layer TO NPS spec 002/023 | Not Currently Stocked | NKT Cables | Yes | Cologne, Germany |  | Updated to say 300 to 1000mm , as 240 no longer an accepted size in the IMP doc. Description updated to provide clarity on key components. Contact cable manufacturer for accessories to be used for cable systems as defined in IEC 60840, clause 12 | NPS/002/023 | 2021-12-29
Underground | Cable | 300-1000mm | 132kV | 300- 1000mm2: Single Core Cable: Stranded copper conductor. Triple extruded XLPE insulation. min thicknes of insulation 15mm Water sellable tapes above and below cu screen wires Lead Alloy outer Sheath/Bitumen Layer PE outer sheath with conducting layer TO NPS spec 002/023 | Not Currently Stocked | Hellenic | Yes | Thiva (Athens), Greece |  | Updated as Hellanic now approved as 132kV supplier, but FAT required on first order. Contact cable manufacturer for accessories to be used for cable systems as defined in IEC 60840, clause 12 | NPS/002/023 | 2021-12-29
Underground | Cable | Waveform: 95mm2: 3-Core | LV | Waveform: 95mm2: 3-Core Sector Shaped Solid Aluminium Conductors, XLPE Insulated Copper wire Neutral/Earth Screen Extruded PVC Outer Sheath. | 110960 | Hellenic | Yes | Thiva (Athens), Greece |  |  | NPS/002/019
Underground | Cable | Waveform: 95mm2: 3-Core | LV | Waveform: 95mm2: 3-Core Sector Shaped Solid Aluminium Conductors, XLPE Insulated Copper wire Neutral/Earth Screen Extruded PVC Outer Sheath. | 110960 | Prysmian | Yes | Wrexham, North Wales |  |  | NPS/002/019
Underground | Cable | Waveform: 95mm2: 3-Core | LV | Waveform: 95mm2: 3-Core Sector Shaped Solid Aluminium Conductors, XLPE Insulated Copper wire Neutral/Earth Screen Extruded PVC Outer Sheath. | 110960 | NKT Cables | No | Asnaes, Denmark |  |  | NPS/002/019
Underground | Cable | Waveform: 95mm2: 3-Core | LV | Waveform: 185mm2: 3-Core Sector Shaped Solid Aluminium Conductors XLPE Insulated Copper wire Neutral/Earth Screen Extruded PVC Outer Sheath. | 110963 | Hellenic | Yes | Thiva (Athens), Greece |  |  | NPS/002/019
Underground | Cable | Waveform: 95mm2: 3-Core | LV | Waveform: 185mm2: 3-Core Sector Shaped Solid Aluminium Conductors XLPE Insulated Copper wire Neutral/Earth Screen Extruded PVC Outer Sheath. | 110963 | Prysmian | Yes | Wrexham, North Wales |  |  | NPS/002/019
Underground | Cable | Waveform: 95mm2: 3-Core | LV | Waveform: 185mm2: 3-Core Sector Shaped Solid Aluminium Conductors XLPE Insulated Copper wire Neutral/Earth Screen Extruded PVC Outer Sheath. | 110963 | NKT Cables | No | Asnaes, Denmark |  |  | NPS/002/019
Underground | Cable | Waveform: 300mm2: 3-Core | LV | Waveform: 300mm2: 3-Core Sector Shaped Solid Aluminium Conductors XLPE Insulated Copper wire Neutral/Earth Screen Extruded PVC Outer Sheath. | 110978 | Hellenic | Yes | Thiva (Athens), Greece |  |  | NPS/002/019
Underground | Cable | Waveform: 300mm2: 3-Core | LV | Waveform: 300mm2: 3-Core Sector Shaped Solid Aluminium Conductors XLPE Insulated Copper wire Neutral/Earth Screen Extruded PVC Outer Sheath. | 110978 | Prysmian | Yes | Wrexham, North Wales |  |  | NPS/002/019
Underground | Cable | Waveform: 300mm2: 3-Core | LV | Waveform: 300mm2: 3-Core Sector Shaped Solid Aluminium Conductors XLPE Insulated Copper wire Neutral/Earth Screen Extruded PVC Outer Sheath. | 110978 | NKT Cables | No | Asnaes, Denmark |  |  | NPS/002/019
Underground | Cable | Waveform: 300mm2: 3-Core | LV | Waveform: 95mm2: 3-Core Sector Shaped Solid Aluminium Conductors, XLPE Insulated Copper wire Neutral/Earth Screen Extruded ORANGE LSOH Outer Sheath | 114271 | Hellenic | Yes | Thiva (Athens), Greece |  |  | NPS/002/019
Underground | Cable | Waveform: 300mm2: 3-Core | LV | Waveform: 95mm2: 3-Core Sector Shaped Solid Aluminium Conductors, XLPE Insulated Copper wire Neutral/Earth Screen Extruded ORANGE LSOH Outer Sheath | 114271 | Prysmian | Yes | Wrexham, North Wales |  |  | NPS/002/019
Underground | Cable | Waveform: 300mm2: 3-Core | LV | Waveform: 95mm2: 3-Core Sector Shaped Solid Aluminium Conductors, XLPE Insulated Copper wire Neutral/Earth Screen Extruded ORANGE LSOH Outer Sheath | 114271 | NKT Cables | No | Asnaes, Denmark |  |  | NPS/002/019
Underground | Cable | Waveform: 185mm2: 3-Core | LV | Waveform: 185mm2: 3-Core Sector Shaped Solid Aluminium Conductors, XLPE Insulated Copper wire Neutral/Earth Screen Extruded ORANGE LSOH Outer Sheath | 114269 | Hellenic | Yes | Thiva (Athens), Greece |  |  | NPS/002/019
Underground | Cable | Waveform: 185mm2: 3-Core | LV | Waveform: 185mm2: 3-Core Sector Shaped Solid Aluminium Conductors, XLPE Insulated Copper wire Neutral/Earth Screen Extruded ORANGE LSOH Outer Sheath | 114269 | Prysmian | Yes | Wrexham, North Wales |  |  | NPS/002/019
Underground | Cable | Waveform: 185mm2: 3-Core | LV | Waveform: 185mm2: 3-Core Sector Shaped Solid Aluminium Conductors, XLPE Insulated Copper wire Neutral/Earth Screen Extruded ORANGE LSOH Outer Sheath | 114269 | NKT Cables | No | Asnaes, Denmark |  |  | NPS/002/019
Underground | Cable | Waveform: 185mm2: 3-Core | LV | Waveform: 300mm2: 3-Core Sector Shaped Solid Aluminium Conductors, XLPE Insulated Copper wire Neutral/Earth Screen Extruded ORANGE LSOH Outer Sheath | 114270 | Hellenic | Yes | Thiva (Athens), Greece |  |  | NPS/002/019
Underground | Cable | Waveform: 185mm2: 3-Core | LV | Waveform: 300mm2: 3-Core Sector Shaped Solid Aluminium Conductors, XLPE Insulated Copper wire Neutral/Earth Screen Extruded ORANGE LSOH Outer Sheath | 114270 | Prysmian | Yes | Wrexham, North Wales |  |  | NPS/002/019
Underground | Cable | Waveform: 185mm2: 3-Core | LV | Waveform: 300mm2: 3-Core Sector Shaped Solid Aluminium Conductors, XLPE Insulated Copper wire Neutral/Earth Screen Extruded ORANGE LSOH Outer Sheath | 114270 | NKT Cables | No | Asnaes, Denmark |  |  | NPS/002/019
Underground | Cable | Waveform: 95mm2: 4-Core | LV | Waveform: 95mm2: 4-Core Sector Shaped Solid Aluminium Conductors, XLPE Insulated Copper wire Neutral/Earth Screen Extruded PVC Outer Sheath | 110965 | Hellenic | Yes | Thiva (Athens), Greece |  |  | NPS/002/019
Underground | Cable | Waveform: 95mm2: 4-Core | LV | Waveform: 95mm2: 4-Core Sector Shaped Solid Aluminium Conductors, XLPE Insulated Copper wire Neutral/Earth Screen Extruded PVC Outer Sheath | 110965 | Prysmian | Yes | Wrexham, North Wales |  |  | NPS/002/019
Underground | Cable | Waveform: 95mm2: 4-Core | LV | Waveform: 95mm2: 4-Core Sector Shaped Solid Aluminium Conductors, XLPE Insulated Copper wire Neutral/Earth Screen Extruded PVC Outer Sheath | 110965 | NKT Cables | No | Asnaes, Denmark |  |  | NPS/002/019
Underground | Cable | Waveform: 185mm2: 4-Core | LV | Waveform: 185mm2: 4-Core Sector Shaped Solid Aluminium Conductors, XLPE Insulated Copper wire Neutral/Earth Screen Extruded PVC Outer Sheath. | 110964 | Hellenic | Yes | Thiva (Athens), Greece |  |  | NPS/002/019
Underground | Cable | Waveform: 185mm2: 4-Core | LV | Waveform: 185mm2: 4-Core Sector Shaped Solid Aluminium Conductors, XLPE Insulated Copper wire Neutral/Earth Screen Extruded PVC Outer Sheath. | 110964 | Prysmian | Yes | Wrexham, North Wales |  |  | NPS/002/019
Underground | Cable | Waveform: 185mm2: 4-Core | LV | Waveform: 185mm2: 4-Core Sector Shaped Solid Aluminium Conductors, XLPE Insulated Copper wire Neutral/Earth Screen Extruded PVC Outer Sheath. | 110964 | NKT Cables | No | Asnaes, Denmark |  |  | NPS/002/019
Underground | Cable | Waveform: 300mm2: 4-Core | LV | Waveform: 300mm2: 4-Core Sector Shaped Solid Aluminium Conductors, XLPE Insulated Copper wire Neutral/Earth Screen Extruded PVC Outer Sheath | 110966 | Hellenic | Yes | Thiva (Athens), Greece |  |  | NPS/002/019
Underground | Cable | Waveform: 300mm2: 4-Core | LV | Waveform: 300mm2: 4-Core Sector Shaped Solid Aluminium Conductors, XLPE Insulated Copper wire Neutral/Earth Screen Extruded PVC Outer Sheath | 110966 | Prysmian | Yes | Wrexham, North Wales |  |  | NPS/002/019
Underground | Cable | Waveform: 300mm2: 4-Core | LV | Waveform: 300mm2: 4-Core Sector Shaped Solid Aluminium Conductors, XLPE Insulated Copper wire Neutral/Earth Screen Extruded PVC Outer Sheath | 110966 | NKT Cables | No | Asnaes, Denmark |  |  | NPS/002/019
Underground | Cable | Waveform: 95mm2: 4-Core | LV | Waveform: 95mm2: 4-Core Sector Shaped Solid Aluminium Conductors, XLPE Insulated Copper wire Neutral/Earth Screen Extruded ORANGE LSOH Outer Sheath | 110969 | Hellenic | Yes | Thiva (Athens), Greece |  |  | NPS/002/019
Underground | Cable | Waveform: 95mm2: 4-Core | LV | Waveform: 95mm2: 4-Core Sector Shaped Solid Aluminium Conductors, XLPE Insulated Copper wire Neutral/Earth Screen Extruded ORANGE LSOH Outer Sheath | 110969 | Prysmian | Yes | Wrexham, North Wales |  |  | NPS/002/019
Underground | Cable | Waveform: 95mm2: 4-Core | LV | Waveform: 95mm2: 4-Core Sector Shaped Solid Aluminium Conductors, XLPE Insulated Copper wire Neutral/Earth Screen Extruded ORANGE LSOH Outer Sheath | 110969 | NKT Cables | No | Asnaes, Denmark |  |  | NPS/002/019
Underground | Cable | Waveform: 185mm2: 4-Core | LV | Waveform: 185mm2: 4-Core Sector Shaped Solid Aluminium Conductors, XLPE Insulated Copper wire Neutral/Earth Screen Extruded ORANGE LSOH Outer Sheath | 110967 | Hellenic | Yes | Thiva (Athens), Greece |  |  | NPS/002/019
Underground | Cable | Waveform: 185mm2: 4-Core | LV | Waveform: 185mm2: 4-Core Sector Shaped Solid Aluminium Conductors, XLPE Insulated Copper wire Neutral/Earth Screen Extruded ORANGE LSOH Outer Sheath | 110967 | Prysmian | Yes | Wrexham, North Wales |  |  | NPS/002/019
Underground | Cable | Waveform: 185mm2: 4-Core | LV | Waveform: 185mm2: 4-Core Sector Shaped Solid Aluminium Conductors, XLPE Insulated Copper wire Neutral/Earth Screen Extruded ORANGE LSOH Outer Sheath | 110967 | NKT Cables | No | Asnaes, Denmark |  |  | NPS/002/019
Underground | Cable | Waveform: 300mm2: 4-Core | LV | Waveform: 300mm2: 4-Core Sector Shaped Solid Aluminium Conductors, XLPE Insulated Copper wire Neutral/Earth Screen Extruded ORANGE LSOH Outer Sheath | 110968 | Hellenic | Yes | Thiva (Athens), Greece |  |  | NPS/002/019
Underground | Cable | Waveform: 300mm2: 4-Core | LV | Waveform: 300mm2: 4-Core Sector Shaped Solid Aluminium Conductors, XLPE Insulated Copper wire Neutral/Earth Screen Extruded ORANGE LSOH Outer Sheath | 110968 | Prysmian | Yes | Wrexham, North Wales |  |  | NPS/002/019
Underground | Cable | Waveform: 300mm2: 4-Core | LV | Waveform: 300mm2: 4-Core Sector Shaped Solid Aluminium Conductors, XLPE Insulated Copper wire Neutral/Earth Screen Extruded ORANGE LSOH Outer Sheath | 110968 | NKT Cables | No | Asnaes, Denmark |  |  | NPS/002/019
Underground | Cable | 800mm2 Single core | LV | 800mm2 - Single Core 600/1000 Volt, Armoured: Stranded Copper Core: XLPE Insulated: PVC Oversheath. | 102134 |  | Yes |  |  |  | NPS/002/019 | 2018-01-18
Underground | Cable | 800mm2 Single core | LV | 480mm2 – Single Core (Sectoral 4 x 120mm2) 600/1000 Volt, Solid Aluminium Conductor XLPE Insulated & Sheathed. | 014100 |  | Yes |  |  |  | NPS/002/019 | 2018-01-18
Underground | Cable | 16mm2 - Single Core SNE | LV Service | 16mm2 - Single Core SNE Stranded Copper Conductor Helical Split Concentric Copper Neutral Conductor XLPE Insulated Black PVC Outer sheath | 012088 | Cabelte | Yes | Porto, Portugal |  |  | NPS/002/019
Underground | Cable | 16mm2 - Single Core SNE | LV Service | 16mm2 - Single Core SNE Stranded Copper Conductor Helical Split Concentric Copper Neutral Conductor XLPE Insulated Black PVC Outer sheath | 012088 | Tratos Ltd | Yes | Knowsley, England |  |  | NPS/002/019
Underground | Cable | 16mm2 - Single Core SNE | LV Service | 16mm2 - Single Core SNE Stranded Copper Conductor Helical Split Concentric Copper Neutral Conductor XLPE Insulated Black PVC Outer sheath | 012088 | Ericsson | No | Falun, Sweden |  |  | NPS/002/019
Underground | Cable | 16mm2 - Single Core SNE | LV Service | 16mm2 - Single Core CNE Stranded Copper Conductor Helical Split Concentric Copper Neutral Conductor XLPE Insulated Black PVC Outer sheath | 012260 | Cabelte | Yes | Porto, Portugal |  |  | NPS/002/019
Underground | Cable | 16mm2 - Single Core SNE | LV Service | 16mm2 - Single Core CNE Stranded Copper Conductor Helical Split Concentric Copper Neutral Conductor XLPE Insulated Black PVC Outer sheath | 012260 | Tratos Ltd | Yes | Knowsley, England |  |  | NPS/002/019
Underground | Cable | 16mm2 - Single Core SNE | LV Service | 16mm2 - Single Core CNE Stranded Copper Conductor Helical Split Concentric Copper Neutral Conductor XLPE Insulated Black PVC Outer sheath | 012260 | Ericsson | No | Falun, Sweden |  |  | NPS/002/019
Underground | Cable | 25mm2: CNE | LV Service | 25mm2: CNE: Single Phase Circular Solid Aluminium Conductor XLPE Insulated Combined Concentric Copper Wire Neutral/Earth Extruded PVC Outer Sheath | 114837 | Cabelte | Yes | Porto, Portugal |  |  | NPS/002/019
Underground | Cable | 25mm2: CNE | LV Service | 25mm2: CNE: Single Phase Circular Solid Aluminium Conductor XLPE Insulated Combined Concentric Copper Wire Neutral/Earth Extruded PVC Outer Sheath | 114837 | Tratos Ltd | Yes | Knowsley, England |  |  | NPS/002/019
Underground | Cable | 25mm2: CNE | LV Service | 25mm2: CNE: Single Phase Circular Solid Aluminium Conductor XLPE Insulated Combined Concentric Copper Wire Neutral/Earth Extruded PVC Outer Sheath | 114837 | Ericsson | No | Falun, Sweden |  |  | NPS/002/019
Underground | Cable | 25mm2 - Single Core SNE | LV Service | 25mm2 - Single Core SNE Stranded Copper Conductor Helical Split Concentric Copper Neutral Conductor XLPE Insulated Black PVC Outer sheath | 012104 | Cabelte | Yes | Porto, Portugal |  |  | NPS/002/019
Underground | Cable | 25mm2 - Single Core SNE | LV Service | 25mm2 - Single Core SNE Stranded Copper Conductor Helical Split Concentric Copper Neutral Conductor XLPE Insulated Black PVC Outer sheath | 012104 | Tratos Ltd | Yes | Knowsley, England |  |  | NPS/002/019
Underground | Cable | 25mm2 - Single Core SNE | LV Service | 25mm2 - Single Core SNE Stranded Copper Conductor Helical Split Concentric Copper Neutral Conductor XLPE Insulated Black PVC Outer sheath | 012104 | Ericsson | No | Falun, Sweden |  |  | NPS/002/019
Underground | Cable | 35mm2: CNE | LV Service | 35mm2: CNE: Single Phase Circular Solid Aluminium Conductor XLPE Insulated Combined Concentric Copper Wire Neutral/Earth Extruded PVC Outer Sheath | 114856 | Cabelte | Yes | Porto, Portugal |  |  | NPS/002/019
Underground | Cable | 35mm2: CNE | LV Service | 35mm2: CNE: Single Phase Circular Solid Aluminium Conductor XLPE Insulated Combined Concentric Copper Wire Neutral/Earth Extruded PVC Outer Sheath | 114856 | Tratos Ltd | Yes | Knowsley, England |  |  | NPS/002/019
Underground | Cable | 35mm2: CNE | LV Service | 35mm2: CNE: Single Phase Circular Solid Aluminium Conductor XLPE Insulated Combined Concentric Copper Wire Neutral/Earth Extruded PVC Outer Sheath | 114856 | Ericsson | No | Falun, Sweden |  |  | NPS/002/019
Underground | Cable | 35mm2 – CNE Single Core LSOH | LV Service | 35mm2 – CNE Single Core LSOH Solid Aluminium Core Helical Concentric Copper Neutral Conductor XLPE Insulated ORANGE LSOH Outer sheath. | 114273 | Cabelte | Yes | Porto, Portugal |  |  | NPS/002/019
Underground | Cable | 35mm2 – CNE Single Core LSOH | LV Service | 35mm2 – CNE Single Core LSOH Solid Aluminium Core Helical Concentric Copper Neutral Conductor XLPE Insulated ORANGE LSOH Outer sheath. | 114273 | Tratos Ltd | Yes | Knowsley, England |  |  | NPS/002/019
Underground | Cable | 35mm2 – CNE Single Core LSOH | LV Service | 35mm2 – CNE Single Core LSOH Solid Aluminium Core Helical Concentric Copper Neutral Conductor XLPE Insulated ORANGE LSOH Outer sheath. | 114273 | Ericsson | No | Falun, Sweden |  |  | NPS/002/019
Underground | Cable | 35mm2: SNE | LV Service | 35mm2: SNE: Single Phase Circular Solid Aluminium Conductor XLPE Insulated Helical Split Concentric Neutral Earth Conductors Extruded PVC Outer Sheath. | 114914 | Cabelte | Yes | Porto, Portugal |  |  | NPS/002/019
Underground | Cable | 35mm2: SNE | LV Service | 35mm2: SNE: Single Phase Circular Solid Aluminium Conductor XLPE Insulated Helical Split Concentric Neutral Earth Conductors Extruded PVC Outer Sheath. | 114914 | Tratos Ltd | Yes | Knowsley, England |  |  | NPS/002/019
Underground | Cable | 35mm2: SNE | LV Service | 35mm2: SNE: Single Phase Circular Solid Aluminium Conductor XLPE Insulated Helical Split Concentric Neutral Earth Conductors Extruded PVC Outer Sheath. | 114914 | Ericsson | No | Falun, Sweden |  |  | NPS/002/019
Underground | Cable | 35mm2: CNE: Three-Phase | LV Service | 35mm2: CNE: Three-Phase Circular Solid Aluminium Conductor XLPE Insulated Combined Concentric Copper Wire Neutral/Earth Extruded PVC Outer Sheath | 114911 | Cabelte | Yes | Porto, Portugal |  |  | NPS/002/019
Underground | Cable | 35mm2: CNE: Three-Phase | LV Service | 35mm2: CNE: Three-Phase Circular Solid Aluminium Conductor XLPE Insulated Combined Concentric Copper Wire Neutral/Earth Extruded PVC Outer Sheath | 114911 | Tratos Ltd | Yes | Knowsley, England |  |  | NPS/002/019
Underground | Cable | 35mm2: CNE: Three-Phase | LV Service | 35mm2: CNE: Three-Phase Circular Solid Aluminium Conductor XLPE Insulated Combined Concentric Copper Wire Neutral/Earth Extruded PVC Outer Sheath | 114911 | Ericsson | No | Falun, Sweden |  |  | NPS/002/019
Underground | Cable | 35mm2: CNE: Three-Phase LSOH | LV Service | 35mm2: CNE: Three-Phase Circular Solid Aluminium Conductor XLPE Insulated Combined Concentric Copper Wire Neutral/Earth Extruded PVC ORANGE LSOH Outer Sheath. | 114910 | Cabelte | Yes | Porto, Portugal |  |  | NPS/002/019
Underground | Cable | 35mm2: CNE: Three-Phase LSOH | LV Service | 35mm2: CNE: Three-Phase Circular Solid Aluminium Conductor XLPE Insulated Combined Concentric Copper Wire Neutral/Earth Extruded PVC ORANGE LSOH Outer Sheath. | 114910 | Tratos Ltd | Yes | Knowsley, England |  |  | NPS/002/019
Underground | Cable | 35mm2: CNE: Three-Phase LSOH | LV Service | 35mm2: CNE: Three-Phase Circular Solid Aluminium Conductor XLPE Insulated Combined Concentric Copper Wire Neutral/Earth Extruded PVC ORANGE LSOH Outer Sheath. | 114910 | Ericsson | No | Falun, Sweden |  |  | NPS/002/019
Underground | Cable | 35mm2: SNE: Three-Phase | LV Service | 35mm2: SNE: Three-Phase Circular Solid Aluminium Conductor XLPE Insulated Combined Concentric Copper Wire Neutral/Earth Extruded PVC Outer Sheath. | 114912 | Cabelte | Yes | Porto, Portugal |  |  | NPS/002/019
Underground | Cable | 35mm2: SNE: Three-Phase | LV Service | 35mm2: SNE: Three-Phase Circular Solid Aluminium Conductor XLPE Insulated Combined Concentric Copper Wire Neutral/Earth Extruded PVC Outer Sheath. | 114912 | Tratos Ltd | Yes | Knowsley, England |  |  | NPS/002/019
Underground | Cable | 35mm2: SNE: Three-Phase LSOH | LV Service | 35mm2: SNE: Three-Phase Circular Solid Aluminium Conductor XLPE Insulated Combined Concentric Copper Wire Neutral/Earth Extruded PVC Outer Sheath. | 114912 | Ericsson | No | Falun, Sweden |  |  | NPS/002/019
Underground | Cable | 35mm2: SNE: Three-Phase LSOH | LV Service | 35mm, 3-Phase, SNE, Circular Solid Aluminium Phase Conductors and Helical Split Copper Concentric Neutral Earth Conductors, XLPE Insulation and Orange LSOH Oversheath | 114913 | [5 empty] | NPS/002/019 | 2018-01-18
Underground | Cable | 35mm2: SNE: Three-Phase LSOH | LV Service | 35mm2: SNE: Three-Phase Circular Solid Aluminium Conductor XLPE Insulated Combined Concentric Copper Wire Neutral/Earth Extruded PVC ORANGE LSOH Outer Sheath. | 114914 | Cabelte | Yes | Porto, Portugal |  |  | NPS/002/019
Underground | Cable | 35mm2: SNE: Three-Phase LSOH | LV Service | 35mm2: SNE: Three-Phase Circular Solid Aluminium Conductor XLPE Insulated Combined Concentric Copper Wire Neutral/Earth Extruded PVC ORANGE LSOH Outer Sheath. | 114914 | Tratos Ltd | Yes | Knowsley, England |  |  | NPS/002/019
Underground | Cable | 35mm2: SNE: Three-Phase LSOH | LV Service | 35mm2: SNE: Three-Phase Circular Solid Aluminium Conductor XLPE Insulated Combined Concentric Copper Wire Neutral/Earth Extruded PVC ORANGE LSOH Outer Sheath. | 114914 | Ericsson | No | Falun, Sweden |  |  | NPS/002/019
Underground | Pilot & Telphone |  | N/A | 7- PAIR FILLED 15kV Rated Multipair Polythene Insulated Gel Filled Polythene Inner Sheath SWA PVC Outer Sheath | 120861 | Copper Cable Co | Yes | Krakow or Myslenice, Poland |  |  | NPS/002/018 | 2024-08-09
Underground | Pilot & Telphone |  | N/A | 7- PAIR FILLED 15kV Rated Multipair Polythene Insulated Gel Filled Polythene Inner Sheath SWA PVC Outer Sheath | 120861 | Hellenic Cables | Yes | Athens |  |  | NPS/002/018 | 2024-08-09
Underground | Pilot & Telphone |  | N/A | 19- PAIR FILLED Multipair Polythene Insulated Gel Filled Polythene Inner Sheath SWA PVC Outer Sheath | 120876 | Copper Cable Co | Yes | Krakow or Myslenice, Poland |  |  | NPS/002/018 | 2024-08-09
Underground | Pilot & Telphone |  | N/A | 19- PAIR FILLED Multipair Polythene Insulated Gel Filled Polythene Inner Sheath SWA PVC Outer Sheath | 120876 | Hellenic Cables | Yes | Athens |  |  | NPS/002/018 | 2024-08-09
Underground | Pilot & Telphone |  | N/A | 37- PAIR FILLED Multipair Polythene Insulated Gel Filled Polythene Inner Sheath SWA PVC Outer Sheath. | 120880 | Copper Cable Co | Yes | Krakow or Myslenice, Poland |  |  | NPS/002/018 | 2024-08-09
Underground | Pilot & Telphone |  | N/A | 37- PAIR FILLED Multipair Polythene Insulated Gel Filled Polythene Inner Sheath SWA PVC Outer Sheath. | 120880 | Hellenic Cables | Yes | Athens |  |  | NPS/002/018 | 2024-08-09
Underground | Pilot & Telphone |  | N/A | 4 Core – Multicore 7/0.67 - 2.5mm PVC Inner Sheath SWA PVC Outer Sheath | 125460 | Copper Cable Co | Yes | Krakow or Myslenice, Poland |  |  | NPS/002/018 | 2024-08-09
Underground | Pilot & Telphone |  | N/A | 4 Core – Multicore 7/0.67 - 2.5mm PVC Inner Sheath SWA PVC Outer Sheath | 125460 | Hellenic Cables | Yes | Athens |  |  | NPS/002/018 | 2024-08-09
Underground | Pilot & Telphone |  | N/A | 7 Core - Multicore: 7/0.67 - 2.5mm PVC Inner Sheath SWA PVC Outer Sheath | 011015 | Copper Cable Co | Yes | Krakow or Myslenice, Poland |  |  | NPS/002/018 | 2024-08-09
Underground | Pilot & Telphone |  | N/A | 7 Core - Multicore: 7/0.67 - 2.5mm PVC Inner Sheath SWA PVC Outer Sheath | 011015 | Hellenic Cables | Yes | Athens |  |  | NPS/002/018 | 2024-08-09
Underground | Pilot & Telphone |  | N/A | 12-Core Multicore: 7/0.67 - 2.5mm PVC Inner Sheath SWA PVC Outer Sheath | 125494 | Copper Cable Co | Yes | Krakow or Myslenice, Poland |  |  | NPS/002/018 | 2024-08-09
Underground | Pilot & Telphone |  | N/A | 12-Core Multicore: 7/0.67 - 2.5mm PVC Inner Sheath SWA PVC Outer Sheath | 125494 | Hellenic Cables | Yes | Athens |  |  | NPS/002/018 | 2024-08-09
Underground | Pilot & Telphone |  | N/A | 19-Core, Multicore: 7/0.67 - 2.5mm PVC Inner Sheath SWA PVC Outer Sheath | 125507 | Copper Cable Co | Yes | Krakow or Myslenice, Poland |  |  | NPS/002/018 | 2024-08-09
Underground | Pilot & Telphone |  | N/A | 19-Core, Multicore: 7/0.67 - 2.5mm PVC Inner Sheath SWA PVC Outer Sheath | 125507 | Hellenic Cables | Yes | Athens |  |  | NPS/002/018 | 2024-08-09
Underground | Metering Cable |  | LV | 16.0mm2, Brown/Grey, Single Core, Copper Stranded Conductor (7/1.70mm), PVC Insulated and PVC Sheathed. To BS6004 1991: Table 4 Ref 6181Y | 2320186 | Tratos Ltd | Yes | Knowsley, England
Underground | Metering Cable |  | LV | 16.0mm2, Brown/Grey, Single Core, Copper Stranded Conductor (7/1.70mm), PVC Insulated and PVC Sheathed. To BS6004 1991: Table 4 Ref 6181Y | 2320186 | Copper Cable Co | No | Poland
Underground | Metering Cable |  | LV | 16.0mm2, Blue/Grey, Single Core, Copper Stranded Conductor (7/1.70mm), PVC Insulated and PVC Sheathed. To BS6004 1991: Table 4 Ref 6181Y | 220190 | Tratos Ltd | Yes | Knowsley, England
Underground | Metering Cable |  | LV | 16.0mm2, Blue/Grey, Single Core, Copper Stranded Conductor (7/1.70mm), PVC Insulated and PVC Sheathed. To BS6004 1991: Table 4 Ref 6181Y | 220190 | Copper Cable Co | No | Poland
Underground | Metering Cable |  | LV | 25.0mm2, Brown/Grey, Single Core, Copper Stranded Conductor (7/2.14mm), PVC Insulated and PVC Sheathed. To BS6004 1991: Table 4 Ref 6181Y | 220203 | Tratos Ltd | Yes | Knowsley, England
Underground | Metering Cable |  | LV | 25.0mm2, Brown/Grey, Single Core, Copper Stranded Conductor (7/2.14mm), PVC Insulated and PVC Sheathed. To BS6004 1991: Table 4 Ref 6181Y | 220203 | Copper Cable Co | No | Poland
Underground | Metering Cable |  | LV | 25.0mm2, Blue/Grey, Single Core, Copper Stranded Conductor (7/2.14mm), PVC Insulated and PVC Sheathed. To BS6004 1991: Table 4 Ref 6181Y | 220218 | Tratos Ltd | Yes | Knowsley, England
Underground | Metering Cable |  | LV | 25.0mm2, Blue/Grey, Single Core, Copper Stranded Conductor (7/2.14mm), PVC Insulated and PVC Sheathed. To BS6004 1991: Table 4 Ref 6181Y | 220218 | Copper Cable Co | No | Poland
Underground | Earth Cable |  | N/A | 6mm2 (7/1.04) Green/Yellow; Single Core Stranded Copper; PVC Insulated | 220418 | Tratos Ltd | Yes | Knowsley, England |  | Single core stranded copper cable to BS EN 60228 and pvc insulated and sheathed, 300/500 V to BS 6004 table 7, Ref: (Section 3.2.12)
Underground | Earth Cable |  | N/A | 6mm2 (7/1.04) Green/Yellow; Single Core Stranded Copper; PVC Insulated | 220418 | Draka UK | No | Derby, England |  | Single core stranded copper cable to BS EN 60228 and pvc insulated and sheathed, 300/500 V to BS 6004 table 7, Ref: (Section 3.2.12)
Underground | Earth Cable |  | N/A | 10mm2 (7/1.35) Green/Yellow; Single Core Stranded Copper; PVC Insulated | 220150 | Tratos Ltd | Yes | Knowsley, England |  | Single core stranded copper cable to BS EN 60228 and pvc insulated and sheathed, 300/500 V to BS 6004 table 7, Ref: (Section 3.2.12)
Underground | Earth Cable |  | N/A | 10mm2 (7/1.35) Green/Yellow; Single Core Stranded Copper; PVC Insulated | 220150 | Draka UK | No | Derby, England |  | Single core stranded copper cable to BS EN 60228 and pvc insulated and sheathed, 300/500 V to BS 6004 table 7, Ref: (Section 3.2.12)
Underground | Earth Cable |  | N/A | 16mm2 (7/1.70mm) Green/Yellow Single Core Stranded Copper; PVC Insulated; | 027672 | Tratos Ltd | Yes | Knowsley, England |  | Single core stranded copper cable to BS EN 60228 and pvc insulated and sheathed, 300/500 V to BS 6004 table 7, Ref: (Section 3.2.12)
Underground | Earth Cable |  | N/A | 16mm2 (7/1.70mm) Green/Yellow Single Core Stranded Copper; PVC Insulated; | 027672 | Draka UK | No | Derby, England |  | Single core stranded copper cable to BS EN 60228 and pvc insulated and sheathed, 300/500 V to BS 6004 table 7, Ref: (Section 3.2.12)
Underground | Earth Cable |  | N/A | 25mm2 (7/2.14mm) Green/Yellow Single Core Stranded Copper; PVC Insulated; 450/750V | 027730 | Tratos Ltd | Yes | Knowsley, England |  | Single core stranded copper cable to BS EN 60228 and pvc insulated and sheathed, 300/500 V to BS 6004 table 7, Ref: (Section 3.2.12)
Underground | Earth Cable |  | N/A | 25mm2 (7/2.14mm) Green/Yellow Single Core Stranded Copper; PVC Insulated; 450/750V | 027730 | Draka UK | No | Derby, England |  | Single core stranded copper cable to BS EN 60228 and pvc insulated and sheathed, 300/500 V to BS 6004 table 7, Ref: (Section 3.2.12)
Underground | Earth Cable |  | N/A | 35mm2 (19/1.53mm) Green/Yellow Single Core Stranded Copper; PVC Insulated; 450/750V | 027771 | Tratos Ltd | Yes | Knowsley, England |  | Single core stranded copper cable to BS EN 60228 and pvc insulated and sheathed, 300/500 V to BS 6004 table 7, Ref: (Section 3.2.12)
Underground | Earth Cable |  | N/A | 35mm2 (19/1.53mm) Green/Yellow Single Core Stranded Copper; PVC Insulated; 450/750V | 027771 | Draka UK | No | Derby, England |  | Single core stranded copper cable to BS EN 60228 and pvc insulated and sheathed, 300/500 V to BS 6004 table 7, Ref: (Section 3.2.12)
Underground | Earth Cable |  | N/A | 70mm2 (19/2.14mm) Green/Yellow Single Core Stranded Copper; PVC Insulated; 450/750V | 027854 | Tratos Ltd | Yes | Knowsley, England |  | Single core stranded copper cable to BS EN 60228 and pvc insulated and sheathed, 300/500 V to BS 6004 table 7, Ref: (Section 3.2.12)
Underground | Earth Cable |  | N/A | 70mm2 (19/2.14mm) Green/Yellow Single Core Stranded Copper; PVC Insulated; 450/750V | 027854 | Draka UK | No | Derby, England |  | Single core stranded copper cable to BS EN 60228 and pvc insulated and sheathed, 300/500 V to BS 6004 table 7, Ref: (Section 3.2.12)
Underground | Earth Cable |  | N/A | 120mm2 (37/2.03mm) Green/Yellow Single Core Stranded Copper; PVC Insulated; 450/750V | 027904 | Tratos Ltd | Yes | Knowsley, England |  | Single core stranded copper cable to BS EN 60228 and pvc insulated and sheathed, 300/500 V to BS 6004 table 7, Ref: (Section 3.2.12)
Underground | Earth Cable |  | N/A | 120mm2 (37/2.03mm) Green/Yellow Single Core Stranded Copper; PVC Insulated; 450/750V | 027904 | Draka UK | No | Derby, England |  | Single core stranded copper cable to BS EN 60228 and pvc insulated and sheathed, 300/500 V to BS 6004 table 7, Ref: (Section 3.2.12)
Underground | Earth Cable |  | N/A | 32mm2 (7/2.46mm) Copper Conductor, Circular Annealed, High Conductivity To BS6360:1981, Table 2 class 2 And PVC Sheathed To BS6746:1976. Colour Black. Insulation enhanced to 2mm. | 224806 | Tratos Ltd | Yes | Knowsley, England |  | Used for LV Earths
Underground | Earth Cable |  | N/A | 70mm2, (7/3.55mm) Conductor, Annealed Copper to BS 6360, table 2, class 2. PVC insulated to BS 6004 or BS 6746 table 1 type 6 colour Green embossed ‘electrical cable’ as BS 6346 but with no voltage designation, with enhanced nominal radial thickness of PVC covering to 2.0mm . (rated voltage 450/750V). Std coil 250m | 220146 | Tratos Ltd | Yes | Knowsley, England |  | Earthing/Bonding Conductor
Underground | Fibre Optic Cables | U/G Ducted Cable | N/A | U/G Ducted Cable 24 Single Mode Non dispersion shifted fibres to G652D and BSEN 60793-2-50 type B1.3 designed for use in non-armoured cables to BSEN 60794-3-10 for ducted installation |  | AFL | No | UK | DU-24CG6/BK
Underground | Fibre Optic Cables | U/G Ducted Cable | N/A | U/G Ducted Cable 24 Single Mode Non dispersion shifted fibres to G652D and BSEN 60793-2-50 type B1.3 designed for use in non-armoured cables to BSEN 60794-3-10 for ducted installation |  | Prysmian | No | UK | Singlemode G.652.D
Underground | Fibre Optic Cables | U/G Ducted Cable | N/A | U/G Ducted Cable 24 Single Mode Non dispersion shifted fibres to G652D and BSEN 60793-2-50 type B1.3 designed for use in non-armoured cables to BSEN 60794-3-10 for ducted installation |  | Nexans | No | UK | SP 1449 24Fo | Distributed through Helix Ltd & RFL
Underground | Fibre Optic Cables | Overhead line Phase Wrap | N/A | Bird Resistant Phase Wrap with Anti Tracking Sheath 24 Single Mode Non dispersion shifted fibre to G652D and BSEN 60793-2-50 type B1.3 |  | AFL | No | UK | SkyWrap ref SW-24HMA | For use on Tower Lines
Underground | Fibre Optic Cables | Overhead line Phase Wrap | N/A | Bird Resistant Phase Wrap with Anti Tracking Sheath 12 Single Mode Non dispersion shifted fibre to G652D and BSEN 60793-2-50 type B1.3 |  | AFL | No | UK | SkyWrap ref SW-12HMA | For use on Tower Lines
Underground | Fibre Optic Cables | Overhead line Earth Wire Wrap | N/A | Bird Resistant Earthwire Wrap with Anti Tracking Sheath 24 Single Mode Non dispersion shifted fibre to G652D and BSEN 60793-2-50 type B1. |  | AFL | No | UK | SkyWrap ref SW-24JMA | For use on Tower Lines
Underground | Fibre Optic Cables | Overhead line Phase Wrap | N/A | Bird Resistant Phase Wrap with Anti Tracking Sheath (reduced fibre count) 12 Single Mode Non dispersion shifted fibre to G652D and BSEN 60793-2-50 type B1.3 |  | AFL | No | UK | Access Wrap ref SW-12HCA | For Use on Wood Pole Lines
Underground | Cable Terminations Outdoor |  | 132kV | Outdoor Termination is self-supporting, and can be installed with various top bolts for bus-bar applications. Cable dimensions must be given when ordering unit. Spec to NPS spec 002/017 | Not Currently Stocked | ABB/NKT+A202:G211 | Yes | Gothenburg, Sweden | ABB Apega APEC1452 | Product type updated to state indoor or outdoor. Product description updated to include more detail supplier name updated to include ABB/NKT as they are now one company | NPS/002/017 | 29/1/2/21
Underground | Cable Terminations Outdoor |  | 132kV | Outdoor Termination is self-supporting, and can be installed with various top bolts for bus-bar applications. Cable dimensions must be given when ordering unit. Spec to NPS spec 002/017 | Not Currently Stocked | Prysmian | Yes | Bishopstoke, England | OTC-145 “Click-Fit “ Design | Product type updated to state indoor or outdoor. Product description updated to include more detail | NPS/002/017 | 29/1/2/21
Underground | Cable Terminations Outdoor |  | 132kV | Outdoor Termination is self-supporting, and can be installed with various top bolts for bus-bar applications. Cable dimensions must be given when ordering unit. Spec to NPS spec 002/017 | Not Currently Stocked | Nexans | Yes | Switzerland | FEV 145-425 | Product type updated to state indoor or outdoor. Product description updated to include more detail | NPS/002/017 | 29/1/2/21
Underground | Cable Terminations GIS |  | 132kV | GIS termination for terminationXLPE cable into GIS switchgear. Cable dimensions must be given when ordering unit. To NPS spec 002 017 | Not Currently Stocked | ABB/NKT | Yes | Gothenburg, Sweden | APEGA1703 | Product type updated to state indoor or outdoor. Product description updated to include more detail | NPS/002/017 | 29/1/2/21
Underground | Cable Terminations GIS |  | 132kV | GIS termination for terminationXLPE cable into GIS switchgear. Cable dimensions must be given when ordering unit. To NPS spec 002 017 | Not Currently Stocked | Nexans | Yes | Switzerland | SEV 145 | Product type updated to state indoor or outdoor. Product description updated to include more detail | NPS/002/017 | 29/1/2/21
Underground | Cable Terminations GIS |  | 132kV | GIS termination for terminationXLPE cable into GIS switchgear. Cable dimensions must be given when ordering unit. To NPS spec 002 017 | Not Currently Stocked | Prysmian | Yes | Bishopstoke, England | GL 1430B | Product type updated to state indoor or outdoor. Product description updated to include more detail | NPS/002/017 | 29/1/2/21
Underground | Cable Terminations Outdoor |  | 66kV | Outdoor Termination is self-supporting and can be installed with various top bolts for bus-bar applications. Cable dimensions must be given when ordering unit. | Not Currently Stocked | ABB/NKT | Yes | Gothenburg, Sweden | APED 722 | Product type updated to state indoor or outdoor. Product description updated to include more detail | NPS/002/017 | 29/1/2/21
Underground | Cable Terminations GIS |  | 66kV | GIS termination for terminationXLPE cable into GIS switchgear. Cable dimensions must be given when ordering unit. To NPS spec 002 017 | Not Currently Stocked | ABB/NKT | Yes | Gothenburg, Sweden | ? | Product type updated to state indoor or outdoor. Product description updated to include more detail | NPS/002/017 | 29/1/2/21
Underground | Cable Terminations Outdoor |  | 66kV | Outdoor Termination Cold Applied Termination Not self supporting Cable dimensions must be given when ordering unit. To NPS spec 002 017 | Not Currently Stocked | 3M | Yes | Minnesota, USA | QT111 | Other 3m terminations also available | NPS/002/017 | 29/1/2/21
Underground | Cable Terminations Outdoor |  | 66kV | Outdoor Termination is self-supporting and can be installed with various top bolts for bus-bar applications. Cable dimensions must be given when ordering unit. | Not Currently Stocked | Prysmian | Yes | Eastleigh, England | EL143P EL143S | Product type updated to state indoor or outdoor. Product description updated to include more detail | NPS/002/017 | 29/1/2/21
Underground | Cable Terminations | Indoor Termination | 33kV | Up to 240mm Stranded Copper Single Core Polymeric Cable INDOOR Termination Cold Applied SUPPLIED IN A KIT OF ONE | 159880 | 3M | No | Sicame Distribution, Newcastle | 94EP-620-2-NY59 | Termination Bodies manufactured in New Ulm, Minnesota USA
Underground | Cable Terminations | Indoor Termination | 33kV | 300mm – 400mm Stranded Copper Single Core Polymeric Cable INDOOR Termination Cold Applied SUPPLIED IN A KIT OF ONE | 159881 | 3M | No | Sicame Distribution, Newcastle | 94EP-630-2-NY60 | Termination Bodies manufactured in New Ulm, Minnesota USA
Underground | Cable Terminations | Indoor Termination | 33kV | 500mm - 630mm Stranded Copper Single Core Polymeric Cable INDOOR Termination Cold Applied SUPPLIED IN A KIT OF ONE | 159882 | 3M | No | Sicame Distribution, Newcastle | 94EP-640-2-NY61 | Termination Bodies manufactured in New Ulm, Minnesota USA
Underground | Cable Terminations | Outdoor Termination | 33kV | Up to 240mm Stranded Copper Single Core Polymeric Cable OUTDOOR Termination Cold Applied SUPPLIED IN A KIT OF ONE | 159883 | Tyco Electronics | Yes | Gevrey Chambertin, France | TFTO – 6132-GB01 | Termination bodies manufactured in France. Termination kit kitted in Ottobrunn Germany
Underground | Cable Terminations | Outdoor Termination | 33kV | Up to 240mm Stranded Copper Single Core Polymeric Cable OUTDOOR Termination Cold Applied SUPPLIED IN A KIT OF ONE | 159883 | 3M | No | Sicame Distribution, Newcastle | 94EP-620-2-NY80 | Termination Bodies manufactured in New Ulm, Minnesota USA
Underground | Cable Terminations | Outdoor Termination | 33kV | 300mm – 400mm Stranded Copper Single Core Polymeric Cable OUTDOOR Termination Cold Applied SUPPLIED IN A KIT OF ONE | 159884 | Tyco Electronics | Yes | Gevrey Chambertin, France | TFTO-6142-GB01 | Termination bodies manufactured in France. Termination kit kitted in Ottobrunn Germany
Underground | Cable Terminations | Outdoor Termination | 33kV | 300mm – 400mm Stranded Copper Single Core Polymeric Cable OUTDOOR Termination Cold Applied SUPPLIED IN A KIT OF ONE | 159884 | 3M | No | Sicame Distribution, Newcastle | 94EP-630-2-NY81 | Termination Bodies manufactured in New Ulm, Minnesota USA
Underground | Cable Terminations | Outdoor Termination | 33kV | 500mm - 630mm Stranded Copper Single Core Polymeric Cable OUTDOOR Termination Cold Applied SUPPLIED IN A KIT OF ONE | 159885 | Tyco Electronics | Yes | Gevrey Chambertin, France | TFTO-6152-GB01 | Termination bodies manufactured in France. Termination kit kitted in Ottobrunn Germany
Underground | Cable Terminations | Outdoor Termination | 33kV | 500mm - 630mm Stranded Copper Single Core Polymeric Cable OUTDOOR Termination Cold Applied SUPPLIED IN A KIT OF ONE | 159885 | 3M | No | Sicame Distribution, Newcastle | 94EP-640-2-NY82 | Termination Bodies manufactured in New Ulm, Minnesota USA
Underground | Cable Terminations | Plug in Terminations | 33kV | Plug in Terminations Sizes to fit cable and bushing profile | Not Currently Stocked | 3M | Yes | Winterback, Germany
Underground | Cable Terminations | Indoor Termination | 20kV | 95/185mm2 Solid Aluminium Single Core XLPE Indoor Termination This is CURRENTLY a HEATSHRINK Termination | 165595 | 3M | No | Sicame Distribution, Newcastle | 93EP-620-1-NY74 |  | NPS/002/015
Underground | Cable Terminations | Indoor Termination | 20kV | 300mm2 Stranded Copper Single Core XLPE Indoor Termination Cold Applied | 362070 | 3M | No | Sicame Distribution, Newcastle | 52701-45 (NY75) | Supplied in a kit of 3 including centre palmed cable lugs and lugs for screen wires. Termination Bodies manufactured in New Ulm, Minnesota USA | NPS/002/015 | 2020-03-12
Underground | Cable Terminations | Outdoor Termination | 20kV | 95/185mm2 Solid Aluminium Single Core XLPE Outdoor Termination Cold Applied | 163666 | 3M | No | Sicame Distribution, Newcastle | 52701-77 (NY83) | Supplied in a kit of 3 including centre palmed cable lugs and lugs for screen wires. Termination Bodies manufactured in New Ulm, Minnesota USA | NPS/002/015 | 2020-03-12
Underground | Cable Terminations | Outdoor Termination | 20kV | 300mm2 and 400mm2 Stranded Copper Single Core XLPE Outdoor Termination Cold Applied | 163667 | 3M | No | Sicame Distribution, Newcastle | 52701-78 (NY84) | Supplied in a kit of 3 including centre palmed cable lugs and lugs for screen wires. Termination Bodies manufactured in New Ulm, Minnesota USA | NPS/002/015 | 2020-03-12
Underground | Cable Terminations | Disconnectable Screened Separable Elbow | 33kV | Disconnectable Screened Separable Elbow 800A Single Core XLPE 300mm2 Stranded Copper Core |  | Tyco Electronics | No | Ottobrun, Germany | RSTI-6855: CR5012-000 | Supplied in a kit of 3 with Mechanical Connectors | NPS/002/015
Underground | Cable Terminations | Disconnectable Screened Separable Elbow | 20kV | Disconnectable Screened Separable Elbow 800A Single Core XLPE 185mm2 Solid Aluminium Core | 159946 | Nexans | No |  |  |  | NPS/002/015
Underground | Cable Terminations | Disconnectable Screened Separable Elbow | 20kV | Disconnectable Screened Separable Elbow 250A Single Core XLPE 95mm2 Solid Aluminium Core (Only) | 159950 | Tyco Electronics | Yes | Ottobrun, Germany | RSES 5229 | Supplied with Mechanical Connectors | NPS/002/015
Underground | Cable Terminations | Disconnectable Screened Separable Elbow | 20kV | Disconnectable Screened Separable Elbow 250A Single Core XLPE 95mm2 Solid Aluminium Core (Only) | 159950 | Nexans | No |  |  |  | NPS/002/015
Underground | Cable Terminations | Indoor Termination | 11kV | Indoor Termination Cold Applied Single Core XLPE 95mm2 Solid Aluminium Core | 163660 | 3M | No | Sicame Distribution, Newcastle | 52701-73 (NY43) | Supplied in a kit of 3 including centre palmed cable lugs and lugs for screen wires. Termination Bodies manufactured in New Ulm, Minnesota USA | NPS/002/015 | 2020-03-12
Underground | Cable Terminations | Indoor Termination | 11kV | Indoor Termination Cold Applied Single Core XLPE 185 to 300mm2 Solid Aluminium Core | 163661 | 3M | No | Sicame Distribution, Newcastle | 52701-06 (NY44) | Supplied in a kit of 3 including centre palmed cable lugs and lugs for screen wires. Termination Bodies manufactured in New Ulm, Minnesota USA | NPS/002/015 | 2020-03-12
Underground | Cable Terminations | Indoor Termination | 11kV | Indoor Termination Cold Applied Single Core XLPE 400mm2 Solid Aluminium Core | 163662 | 3M | No | Sicame Distribution, Newcastle | 52406-09(NY45) | Supplied in a kit of 3 including centre palmed cable lugs and lugs for screen wires. Termination Bodies manufactured in New Ulm, Minnesota USA | NPS/002/015 | 2020-03-12
Underground | Cable Terminations | Indoor Termination | 11kV | Indoor Termination Cold Applied Single Core XLPE Up to 630mm2 Stranded Copper | 163663 | 3M | No | Sicame Distribution, Newcastle | 52406-10 (NY52) | Supplied in a kit of 3 including centre palmed cable lugs and lugs for screen wires. Termination Bodies manufactured in New Ulm, Minnesota USA | NPS/002/015 | 2020-03-12
Underground | Cable Terminations | Indoor Termination | 11kV | Indoor Termination Cold Applied Single Core XLPE 185mm to 300mm Solid Aluminium Core This kit is Suitable for Lucy RMU Kit supplied with M17 Mechanical Cable Lug | 163668 | Tyco Electronics | No | Gevrey Chambertin, France | TFTI-3132-GB02 | NOT CURRENTLY PURCHASED As switchgear not purchased Termination bodies manufactured in France. Terminations kitted in Ottobrunn Germany | NPS/002/015
Underground | Cable Terminations | Indoor Termination | 11kV | Indoor Termination Cold Applied Single Core XLPE 185mm to 300mm Solid Aluminium Core This kit is Suitable for Lucy RMU Kit supplied with M17 Mechanical Cable Lug | 163668 | 3M | No | Sicame Distribution, Newcastle | 92EP-631-NY48 | NOT CURRENTLY PURCHASED As switchgear not purchased Termination Bodies manufactured in New Ulm, Minnesota USA | NPS/002/015
Underground | Cable Terminations | Disconnectable Screened Separable Elbow | 11kV | Disconnectable Screened Separable Elbow 250A Single Core XLPE Up to 95mm2 Solid Aluminium Core | 159948 | Tyco Electronics | Yes | Ottobrun, Germany | RSES 5229 | Supplied in a kit of 3 with Mechanical Connectors | NPS/002/015
Underground | Cable Terminations | Disconnectable Screened Separable Elbow | 11kV | Disconnectable Screened Separable Elbow 1250A Single Core XLPE 500mm2 Stranded Copper Core |  | Tyco Electronics | No | Ottobrun, Germany | RSTI-3952: CR6085-000 | Supplied in a kit of 3 with Mechanical Connectors | NPS/002/015
Underground | Cable Terminations | Disconnectable Screened Separable Elbow | 11kV | Disconnectable Screened Separable Elbow 250A Single Core XLPE Up to 95mm2 Solid Aluminium Core | 159948 | Nexans | No |  |  |  | NPS/002/015
Underground | Cable Terminations | Cold Applied Flexi-bushing Boot | 11kV | Cold Applied Flexi-bushing Boot For 95mm – 300mm Single Core Cables & Switch Gear Bushing Diameter 46mm – 70mm | 165632 | Tyco Electronics | No | Ottobrun, Germany | SMOE-62803 | Supplied in a pack of 3. | NPS/002/015
Underground | Cable Terminations | Cold Applied Flexi-bushing Boot | 11kV | Cold Applied Flexi-bushing Boot For 95mm – 300mm Single Core Cables & Switch Gear Bushing Diameter 46mm – 70mm | 165632 | 3M | No | Sicame Distribution, Newcastle | 92-EE717-1 | This Boot suitable for cable range 50mm – 300mm and bushing Diameter 40mm – 70mm | NPS/002/015
Underground | Cable Terminations | Cold Applied Flexi-bushing Boot | 11kV | Cold Applied Flexi-bushing Boot For 95mm – 300mm Single Core Cables & Switch Gear Bushing Diameter 31mm – 45mm | 165632 | Tyco Electronics | No | Ottobrun, Germany | SMOE-62804 | Supplied with build-up collars to increase the bushing diameter. Supplied in a pack of 3. | NPS/002/015
Underground | Cable Terminations | Cold Applied Flexi-bushing Boot | 11kV | Cold Applied Flexi-bushing Boot For 95mm – 300mm Single Core Cables & Switch Gear Bushing Diameter 31mm – 45mm | 165632 | 3M | No | Sicame Distribution, Newcastle | 92-EE717-1-BSK | This Boot suitable for cable range 50mm – 300mm and bushing Diameter 40mm – 70mm | NPS/002/015
Underground | Cable Terminations | Service Terminations | LV | Industrial Service Unit (ISU) Cable Range 95mm2 – 300mm2 WNE 915(H) x 506(W) x 246(D) | 044958 | Schneider Electric | Yes | Scarborough, England
Underground | Cable Terminations | Service Terminations | LV | GF200 - Heavy Duty Cut-out PME-SNE or No Earth Max Fuse Rating 200Amp Cable Range up-to 95mm2 WNE Fuse Carrier 83mm Centres 425(H) x 355(W) x 187(D) | 183875 | Lucy Switchgear | Yes | Oxford, England
Underground | Cable Terminations | Service Terminations | LV | GF400 - Heavy Duty Cut-out PME-SNE or No Earth Max Fuse Rating 400Amp Cable Range up-to 185mm2 WNE Fuse Carrier 92mm Centres 647(H) x 510(W) x 228(D) | 183998 | Lucy Switchgear | Yes | Oxford, England
Underground | Cable Terminations | Service Terminations | LV | GF600 - Heavy Duty Cut-out Max Fuse Rating 600Amp PME-SNE or No Earth Cable Range up-to 300mm2 WNE Fuse Carrier 92mm Centres 827(H) x 550(W) x 258(D) | 183926 | Lucy Switchgear | Yes | Oxford, England
Underground | Cable Terminations | Service Terminations | LV | Single Phase Service Cut-Outs/Fuse Units CNE – SNE Cable Range up to 35mm2 | Various | TT Electronics (WT Henleys) | Yes | Kent, England
Underground | Cable Terminations | Service Terminations | LV | Single Phase Service Cut-Outs/Fuse Units CNE – SNE Cable Range up to 35mm3 | Various | Lucy Switchgear | Yes | Oxford, England
Underground | Cable Terminations | Service Terminations | LV | Three Phase Service Cut-Outs/Fuse Units CNE – SNE Cable Range up to 35mm2 | Various | TT Electronics (WT Henleys) | Yes | Kent, England
Underground | Cable Terminations | Service Terminations | LV | Three Phase Service Cut-Outs/Fuse Units CNE – SNE Cable Range up to 35mm3 | Various | Lucy Switchgear | Yes | Oxford, England
Underground | Cable Terminations | Street Furniture Terminations | LV | 25-Amp Single Pole Live, Neutral and Separate Earth.(SNE) | 044198 | Lucy Switchgear | Yes | Oxford, England | (SLF) THM0001970
Underground | Cable Terminations | Street Furniture Terminations | LV | 25-Amp Single Pole Live, Neutral and Separate Earth.(SNE) | 044198 | Tofco Ltd | No | Newcastle, England
Underground | Cable Terminations | Street Furniture Terminations | LV | 25-Amp Single Pole Live and Combined Neutral/Earth (CNE) | 044206 | Lucy Switchgear | Yes | Oxford, England | (SLF) THM0001978
Underground | Cable Terminations | Street Furniture Terminations | LV | 25-Amp Single Pole Live and Combined Neutral/Earth (CNE) | 044206 | Tofco Ltd | No | Newcastle, England
Underground | Cable Terminations | Street Furniture Terminations | LV | 25-Amp Double Pole Live and Combined Neutral/Earth (CNE) | 181140 | Lucy Switchgear | Yes | Oxford, England | (SLF) THM0001979
Underground | Cable Terminations | Street Furniture Terminations | LV | 25-Amp Double Pole Live and Combined Neutral/Earth (CNE) | 181140 | Tofco Ltd | No | Newcastle, England
Underground | Cable Terminations | Street Furniture Terminations | LV | 25-Amp Outgoing terminals shall supply a 17.5mm din-rail mounted double-pole switch unit of rating 32 Amps. The outgoing live terminal of the double pole switch shall supply a 17.5mm din-rail cartridge fuse of rating up to 25-Amps. | 044230 | Lucy Switchgear | Yes | Oxford, England | 270116009
Underground | Cable Terminations | Street Furniture Terminations | LV | 25-Amp Outgoing terminals shall supply a 17.5mm din-rail mounted double-pole switch unit of rating 32 Amps. The outgoing live terminal of the double pole switch shall supply a 17.5mm din-rail cartridge fuse of rating up to 25-Amps. | 044230 | Tofco Ltd | No | Newcastle, England
Underground | Cable Straight Joints |  | 132kV | Straight Joint Upto 1200mm Single Core XLPE – Single Core XLPE Cable dimensions must be given when ordering unit. Can be supplied soild or separate bonded earths To NPS spec 002 017 | Not Currently Stocked | ABB/NKT | Yes | Gothenburg, Sweden | SMPGB | Product updated to include bonding arrangements Product description updated to include more detail supplier name updated to include ABB/NKT as they are now one company | NPS/002/017 | 2021-12-29
Underground | Cable Straight Joints |  | 132kV | Straight Joint Single Core XLPE – Single Core XLPE Cable dimensions must be given when ordering unit. Can be supplied soild or separate bonded earths To NPS spec 002 017 | Not Currently Stocked | TE Connectivity (Tyco) | Yes | Ottobrun, Germany | EHVS-145T |  | NPS/002/017 | 2021-12-29
Underground | Cable Straight Joints |  | 132kV | Straight Joint Single Core XLPE – Single Core XLPE Cable dimensions must be given when ordering unit. Can be supplied soild or separate bonded earths To NPS spec 002 017 | Not Currently Stocked | Prysmian | Yes | Bishopstoke, England | SL 1431K | · Cable dimensions MUST be given when ordering joint. · Can only be used with lead sheathed 132kV XLPE cable | NPS/002/017 | 2021-12-29
Underground | Cable Straight Joints |  | 132kV | Straight Joint Single Core XLPE – Single Core XLPE Cable dimensions must be given when ordering unit. Can be supplied soild or separate bonded earths To NPS spec 002 017 | Not Currently Stocked | Pfisterer | Yes | Switzerland | MSA145 | Manufacturer corrected from prysmian to Pfisterer | NPS/002/017 | 2021-12-29
Underground | Cable Straight Joints |  | 132kV | Straight Joint Single Core XLPE – Single Core XLPE Cable dimensions must be given when ordering unit. Can be supplied soild or separate bonded earths To NPS spec 002 017 | Not Currently Stocked | 3M | Yes | Shanghai, China | SC145 – II (98 AD Series) |  | NPS/002/017 | 2021-12-29
Underground | Cable Straight Joints |  | 132kV | Straight Joint Single Core XLPE – Single Core XLPE Cable dimensions must be given when ordering unit. Can be supplied soild or separate bonded earths To NPS spec 002 017 | Not Currently Stocked | Prysmian | Yes | Holland | CFJ – 145 Click Fit |  | NPS/002/017 | 2021-12-29
Underground | OIL Transistion Cable joint single core XLPE to single core Oil cable |  | 132kV | Transition Joint Single Core Oil Filled to XLPE Single Core Cable dimensions must be given when ordering unit. Can be supplied soild or separate bonded earths To NPS spec 002 017 | Not Currently Stocked | ABB/NKT | Yes | Cologne, Germany | ? | Product description updated to include more detail supplier name updated to include ABB/NKT as they are now one company, and also replace the erikson brand name joints are also now made in cologne, not gothenberg sweeden | NPS/002/017 | 2021-12-29
Underground | Oil Transistion Cable joint 3 core oil to 3 single core XLPE to cables |  | 132kV | Transition Joint 3 core Core Oil Filled to 3x single XLPE Single Ccables Cable dimensions must be given when ordering unit. Can be supplied soild or separate bonded earths To NPS spec 002 017 | Not Currently Stocked | ABB/NKT | Yes | Cologne, Germany | ? | Product description updated to include more detail supplier name updated to include ABB/NKT as they are now one company, and also replace the erikson brand name joints are also now made in cologne, not gothenberg sweeden | NPS/002/017 | 2021-12-29
Underground | Transistion Cable joint single core XLPE to single core Oil cable |  | 132kV | Transition Joint Single Core Oil Filled to XLPE Single Core Cable dimensions must be given when ordering unit. Can be supplied soild or separate bonded earths To NPS spec 002 017 | Not Currently Stocked | Prysmian | Yes | Eastleigh, England | ? | · Cable dimensions MUST be given when ordering joint. · Can only be used with lead sheathed 132kV XLPE cable · New Click-fit Design | NPS/002/017 | 2021-12-29
Underground | Transistion Cable joint 3 core oil to 3 single core XLPE to cables |  | 132kV | Transition Joint Single Core Oil Filled to XLPE Single Core Cable dimensions must be given when ordering unit. Can be supplied soild or separate bonded earths To NPS spec 002 017 | Not Currently Stocked | Prysmian | Yes | Eastleigh, England | ? | · Cable dimensions MUST be given when ordering joint. · Can only be used with lead sheathed 132kV XLPE cable · New Click-fit Design | NPS/002/017 | 2021-12-29
Underground | Oil Transistion Cable joint single core XLPE to single core Oil cable |  | 66kV | Transition Joint Single Core Oil Filled to XLPE Single Core Cable dimensions must be given when ordering unit. Can be supplied soild or separate bonded earths To NPS spec 002 017 | Not Currently Stocked | ABB/NKT | Yes | Cologne, Germany | ? | Product description updated to include more detail supplier name updated to include ABB/NKT as they are now one company, and also replace the erikson brand name joints are also now made in cologne, not gothenberg sweeden | NPS/002/017 | 2021-12-29
Underground | Oil Transistion Cable joint 3 core oil to 3 single core XLPE to cables |  | 66kV | Transition Joint 3 core Core Oil Filled to 3x single XLPE Single Ccables Cable dimensions must be given when ordering unit. Can be supplied soild or separate bonded earths To NPS spec 002 017 | Not Currently Stocked | ABB/NKT | Yes | Cologne, Germany | ? | Product description updated to include more detail supplier name updated to include ABB/NKT as they are now one company, and also replace the erikson brand name joints are also now made in cologne, not gothenberg sweeden | NPS/002/017 | 2021-12-29
Underground | Gas Transistion cable joint single core XLPE to single core gas cable |  | 66kV | To gas Filled to XLPE Single Core Cable dimensions must be given when ordering unit. Can be supplied soild or separate bonded earths To NPS spec 002 017 | Not Currently Stocked | ABB/NKT | Yes | Cologne, Germany | ? | Product description updated to include more detail supplier name updated to include ABB/NKT as they are now one company, and also replace the erikson brand name joints are also now made in cologne, not gothenberg sweeden | NPS/002/017 | 2021-12-29
Underground | Gas Transistion cable joint 3 core gas to 3 single core XLPE to cables |  | 66kV | Transition Joint 3 core Core Gas Filled to 3x single XLPE Single Ccables Cable dimensions must be given when ordering unit. Can be supplied soild or separate bonded earths To NPS spec 002 017 | Not Currently Stocked | ABB/NKT | Yes | Cologne, Germany | ? | Product description updated to include more detail supplier name updated to include ABB/NKT as they are now one company, and also replace the erikson brand name joints are also now made in cologne, not gothenberg sweeden | NPS/002/017 | 2021-12-29
Underground | Cable Straight Joints |  | 66kV | Straight Joint Single Core XLPE – Single Core XLPE Cable dimensions must be given when ordering unit. Can be supplied soild or separate bonded earths To NPS spec 002 017 | Not Currently Stocked | TE Connectivity (Tyco) | Yes | Ottobrun, Germany | EHVS-I-L-T-2D (185-400mm²) EHVS-I-L-T-3D (500-630mm²) Connectors supplied separately | Product description updated to include more detail supplier name updated to TE not Tyco or Raychem | NPS/002/017 | 2021-12-29
Underground | Cable Straight Joints |  | 66kV | Straight Joint Single Core XLPE – Single Core XLPE Cable dimensions must be given when ordering unit. Can be supplied soild or separate bonded earths To NPS spec 002 017 | Not Currently Stocked | 3M | Yes | Minnesota, USA | QS111 | Product description updated to include more detail Other 3 m joints available | NPS/002/017 | 2021-12-29
Underground | Cable Straight Joints |  | 66kV | Straight Joint Single Core XLPE – Single Core XLPE Cable dimensions must be given when ordering unit. Can be supplied soild or separate bonded earths To NPS spec 002 017 | Not Currently Stocked | Prysmian | Yes | Bishopstoke, England | Sixtyspeed GSC1072 CR GSS1072 CR GSC1072 CA GSS1072 CA | Product description updated to include more detail supplier name updated to include ABB/NKT as they are now one company, and also replace the erikson brand name joints are also now made in cologne, not gothenberg sweeden | NPS/002/017 | 2021-12-29
Underground | Cable Joints | Transition Trifurcating Joint | 33kV | Transition Joint 3-Core Oil Filled – Single Core XLPE | Not Currently Stocked | Ericsson | Yes | Falun, Sweden | KTU 609-1 |  | NPS/002/016
Underground | Cable Joints | Transition Trifurcating Joint | 33kV | Transition Joint 3-Core Gas Filled – Single Core XLPE | Not Currently Stocked | Ericsson | Yes | Falun, Sweden | KTU 916 |  | NPS/002/016
Underground | Cable Joints | Transition Trifurcating Joint | 33kV | Transition Joint Single Core Oil Filled – Single Core XLPE | Not Currently Stocked | Ericsson | Yes | Falun, Sweden | KTU 695 |  | NPS/002/016
Underground | Cable Joints | Straight Joint | 33kV | Straight Joint Single Core XLPE – Single Core XLPE 240mm – 300mm Copper | 162083 | 3M | Yes |  |  |  | NPS/002/016
Underground | Cable Joints | Straight Joint | 33kV | Straight Joint Single Core XLPE – Single Core XLPE 240mm – 300mm Copper | 162083 | Prysmian | No | Gron, France | EJ-SXU-36-B-NY | Stocked at WCE ONLY Please Contact Logistics | NPS/002/016
Underground | Cable Joints | Straight Joint | 33kV | Straight Joint Single Core XLPE – Single Core XLPE 240mm – 300mm Copper | 162083 | Tyco Electronics | No |  |  |  | NPS/002/016
Underground | Cable Joints | Straight Joint | 33kV | Straight Joint Single Core XLPE – Single Core XLPE 240mm - 300mm – 400mm Copper and/or Stranded Aluminium | 162085 | 3M | Yes |  |  |  | NPS/002/016
Underground | Cable Joints | Straight Joint | 33kV | Straight Joint Single Core XLPE – Single Core XLPE 240mm - 300mm – 400mm Copper and/or Stranded Aluminium | 162085 | Prysmian | No | Gron, France | EJ-SXU-36-C-NY | Stocked at WCE ONLY Please Contact Logistics | NPS/002/016
Underground | Cable Joints | Straight Joint | 33kV | Straight Joint Single Core XLPE – Single Core XLPE 240mm - 300mm – 400mm Copper and/or Stranded Aluminium | 162085 | TE Connectivity (Tyco) | No | Ottobrun, Germany | SXSU 6141 | Kit for 185mm – 400mm Connectors not included within kit Supplied in a kit of one Note: This product will be deleted, obsoleted and no longer approved for use in 6 months(March 2023) | NPS/002/016
Underground | Cable Joints | Straight Joint | 33kV | Straight Joint Single Core XLPE – Single Core XLPE 400mm - 500mm – 630mm Copper and/or Stranded Aluminium | 162086 | 3M | Yes |  |  |  | NPS/002/016
Underground | Cable Joints | Straight Joint | 33kV | Straight Joint Single Core XLPE – Single Core XLPE 400mm - 500mm – 630mm Copper and/or Stranded Aluminium | 162086 | Prysmian | No | Gron, France | EJ-SXU-36-D-NY | Stocked at WCE ONLY Please Contact Logistics | NPS/002/016
Underground | Cable Joints | Straight Joint | 33kV | Straight Joint Single Core XLPE – Single Core XLPE 400mm - 500mm – 630mm Copper and/or Stranded Aluminium | 162086 | TE Connectivity (Tyco) | No | Ottobrun, Germany | SXSU 6142 | Kit for 185mm – 400mm Connectors not included within kit Supplied in a kit of one Note: This product will be deleted, obsoleted and no longer approved for use in 6 months(March 2023) | NPS/002/016
Underground | Cable Joints | Transition Module Kit | 33kV | Transition Module Kit Single Core Paper – Single Core XLPE Used in-conjunction with St Joint 162086 | 162080 | Prysmian | No | Gron, France | EJ-STU-36-NY | Stocked at WCE ONLY Please Contact Logistics | NPS/002/016
Underground | Cable Joints | Stop End Module Kit | 33kV | Stop-End Module Kit Single Core XLPE 240mm – 300mm Copper/Aluminium Used in conjunction with Straight Joint (162083) | 162081 | Prysmian | No | Gron, France | EJ-SXUSE-36-B-NY | Stocked at WCE ONLY Please Contact Logistics | NPS/002/016
Underground | Cable Joints | Stop End Module Kit | 33kV | Stop-End Module Kit Single Core XLPE 400mm – 500mm & 630mm Copper/Aluminium Used in conjunction with Straight Joint (162085) | 162082 | Prysmian | Yes | Gron, France | EJ-SXUSE-36-D-NY | Stocked at WCE ONLY Please Contact Logistics | NPS/002/016
Underground | Cable Joints | Cross Bonding Guard Gap Joint | 33kV | Cross Bonding Guard Gap Joint: Module Kit: For Un-armoured Single Core XLPE Cables: 400mm – 630mm Used in conjunction with Straight Joint (162086) | 162093 | Prysmian | Yes | Gron, France | EJ-SXUGG-36-NY | Stocked at WCE ONLY Please Contact Logistics | NPS/002/016
Underground | Cable Joints | Straight Joint | 20kV | Straight Joint – 95mm2-185mm2 Solid Aluminium Single Core XLPE. Cold Applied Joint Body and Heatshrink Outer Jacket Complete with Mechanical Connectors | 162011 | TE Connectivity (Tyco) | Yes | Essex, England | CSJH-24C/1XU-1XU-GB01 | Supplied in a kit of 3 This kit replaces 162053 | NPS/002/015
Underground | Cable Joints | Straight Joint | 20kV | Straight Joints COLD Shrink Single Core XLPE – Single Core XLPE 95mm2 -185mm2 | 162053 | 3M | Obsolete | Marcallo, Italy | 93-AK622-1-CE | Cold Applied Tubes manufactured in Italy connectors at Holmfirth | NPS/002/015
Underground | Cable Joints | Straight Joint | 20kV | Straight Joints COLD Shrink Single Core XLPE – Single Core XLPE 95mm2 -185mm3 | 162053 | Prysmian | Obsolete | Gron, France |  | Contact Prysmian Technical Rep at Wrexham for details | NPS/002/015
Underground | Cable Joints | Straight Joint | 20kV | Straight Joint – 300mm2-400mm2 Single Core Stranded Copper XLPE. Cold Applied Joint Body and Heatshrink Outer Jacket Complete with Mechanical Connectors | 162006 | TE Connectivity (Tyco) | Yes | Essex, England | CSJH-12/24D/1XU-1XU-GB01 | Supplied in a kit of 3 | NPS/002/015
Underground | Cable Joints | Straight Joint | 20kV | Straight Joint – 300mm2-400mm2 Single Core Stranded Copper XLPE. Cold Applied Joint Body and Heatshrink Outer Jacket Complete with Mechanical Connectors | 162006 | 3M | No | Sicame Distribution, Newcastle |  |  | NPS/002/015
Underground | Cable Joints | Branch Joint | 20kV | Branch Joint - 95mm2-185mm2 Solid Aluminium Single Core XLPE. Cold Applied Joint Body Heatshrink Outer Jacket Complete with Mechanical Connectors | 162010 | TE Connectivity (Tyco) | Yes | Essex, England |  |  | NPS/002/015
Underground | Cable Joints | Branch Joint | 20kV | Branch Joint COLD Shrink Single Core XLPE Main – Single Core XLPE Branch | 162075 | 3M | Obsolete | Marcallo, Italy | 92-BP621-1-CE | Cold Applied Tubes manufactured in Italy connectors at Holmfirth | NPS/002/015
Underground | Cable Joints | Branch Joint | 20kV | Branch Joint COLD Shrink Single Core XLPE Main – Single Core XLPE Branch | 162075 | Prysmian | Obsolete | Gron, France |  | Contact Prysmian Technical Rep at Wrexham for details | NPS/002/015
Underground | Cable Joints | Stop End Module Kit | 20kV | Stop End Module Kit for 95mm2 - 185mm2 Solid Aluminium Single Core XLPE Cables. TO BE USED IN CONJUNCTION WITH TE STRAIGHT JOINT 162011 | 162014 | TE Connectivity (Tyco) | Obsolete | Essex, England | CSJ-ENDSEAL-KIT-C-GB04 | Kit Consists of 3 x poly rods Full instructions found within module kit Note: Full kit including poly rods available(162076) | NPS/002/015 | 2022-09-26
Underground | Cable Joints | Stop End Module Kit | 20kV | Stop-end (Module Kit) COLD Shrink Single Core XLPE 95mm2 & 185mm2 USED IN CONJUNCTION WITH 3M STRAIGHT JOINT 162053 | 162076 | 3M | Obsolete | Sicame Distribution, Newcastle | 93-KK610-1-CE | Used in conjunction with straight joint kit 162053 | NPS/002/015
Underground | Cable Joints | Stop End Module Kit | 20kV | Stop-end (Module Kit) COLD Shrink Single Core XLPE 95mm2 & 185mm2 USED IN CONJUNCTION WITH 3M STRAIGHT JOINT 162054 | 162076 | Prysmian | Obsolete | Gron, France |  | Contact Prysmian Technical Rep at Wrexham for details | NPS/002/015
Underground | Cable Joints | Loop Joint Module Kit | 20kV | LOOP JOINT MODULE KIT for 95mm2 - 185mm2 Solid Aluminium Single Core XLPE Cables ONLY. TO BE USED IN CONJUNCTION WITH TE BRANCH JOINT 162010 | 162014 | TE Connectivity (Tyco) | Obsolete | Essex, England | CSJ-ENDSEAL-KIT-C-GB04 | Kit Consists of 3 x poly rods Full instructions found within module kit Note: Full kit including poly rods available(162079) | NPS/002/015 | 2022-09-26
Underground | Cable Joints | Transition Trifurcating Joint | 20kV | Transition Trifurcating Joint Heat-shrink/Resin filled 3-Core Paper – 3 x Single Core XLPE Up to 185mm2 | 164732 | Tyco Electronics | Yes | Ottobrun, Germany | SMOE-62360 |  | NPS/002/015
Underground | Cable Joints | Transition Trifurcating Joint | 20kV | Transition Trifurcating Joint Heat-shrink/Resin filled 3-Core Paper – 3 x Single Core XLPE Up to 185mm3 | 164732 | 3M | No |  |  | Contact 3M Technical Rep for details | NPS/002/015
Underground | Cable Joints | Straight Joint | 20kV | Straight Joint Heat-shrink/Resin Filled 3-Core Paper – 3-Core Paper Up to 185mm2 | 164431 | Tyco Electronics | Yes | Ottobrun, Germany | SMOE-62195 |  | NPS/002/015
Underground | Cable Joints | Straight Joint | 20kV | Straight Joint Heat-shrink/Resin Filled 3-Core Paper – 3-Core Paper Up to 185mm3 | 164431 | 3M | No |  |  | Contact 3M Technical Rep for details | NPS/002/015
Underground | Cable Joints | Pot-End | 20kV | Pot-End Heat-shrink/Resin Filled 3-Core Paper Up to 185mm2 | 164427 | Tyco Electronics | Obsolete | Ottobrun, Germany | SMOE-62194 | Items in the existing stop end are no longer available For a 3-core PILC Stop End Please Use Existing Transition Trifurcating Joint Commodity Code 164732 And Poly Module Kit Commodity Code 162014 ( Consisting of 3 x polymeric rods) | NPS/002/015
Underground | Cable Joints | Straight Joint | 11kV | Straight Joint - 95mm2 - 300mm2 Single Core Solid Aluminium or up to 240mm stranded Aluminium XLPE. Cold Applied Joint Body and Heatshrink Outer Jacket Complete with Mechanical Connectors | 162005 | TE Connectivity (Tyco) | Yes | Essex, England | CSJH-12B1/1XU-1XU-GB01 | Supplied in a kit of 3 This kit replaces 162072 and 162073 | NPS/002/015
Underground | Cable Joints | Straight Joint | 11kV | Straight Joint Cold Applied 95mm2 – 185mm2 Single Core XLPE – Single Core XLPE | 162072 | 3M | Obsolete | Marcallo, Italy | 92-AG613-1CE | Cold Applied Tubes manufactured in Italy connectors at Holmfirth | NPS/002/015
Underground | Cable Joints | Straight Joint | 11kV | Straight Joint Cold Applied 95mm2 – 185mm2 Single Core XLPE – Single Core XLPE | 162072 | Prysmian | Obsolete | Gron, France |  | Contact Prysmian Technical Rep at Wrexham for details | NPS/002/015
Underground | Cable Joints | Straight Joint | 11kV | Straight Joint Cold Applied 185mm2 – 300mm2 Single Core XLPE – Single Core XLPE | 162073 | 3M | Obsolete | Marcallo, Italy | 92-AG623-1CE | Cold Applied Tubes manufactured in Italy connectors at Holmfirth | NPS/002/015
Underground | Cable Joints | Straight Joint | 11kV | Straight Joint Cold Applied 185mm2 – 300mm2 Single Core XLPE – Single Core XLPE | 162073 | Tyco Electronics | Obsolete | Ottobrun, Germany |  | Supplied as kit of One | NPS/002/015
Underground | Cable Joints | Straight Joint | 11kV | Straight Joint Cold Applied 185mm2 – 300mm2 Single Core XLPE – Single Core XLPE | 162073 | Prysmian | Obsolete | Gron, France |  | Contact Prysmian Technical Rep at Wrexham for details | NPS/002/015
Underground | Cable Joints | Branch Joint | 11kV | Branch Joint Cold Applied 95mm2 – 185mm2 Single Core XLPE Main – Single Core XLPE Branch | 162075 | 3M | Obsolete | Marcallo, Italy | 92-BP622-1CE | Cold Applied Tubes manufactured in Italy connectors at Holmfirth | NPS/002/015
Underground | Cable Joints | Branch Joint | 11kV | Branch Joint Cold Applied 95mm2 – 185mm2 Single Core XLPE Main – Single Core XLPE Branch | 162075 | Tyco Electronics | Obsolete | Ottobrun, Germany |  | Contact Tyco Technical Rep for details Supplied as kit of One | NPS/002/015
Underground | Cable Joints | Branch Joint | 11kV | Branch Joint Cold Applied 95mm2 – 185mm2 Single Core XLPE Main – Single Core XLPE Branch | 162075 | Prysmian | Obsolete | Gron, France |  | Contact Prysmian Technical Rep at Wrexham for details | NPS/002/015
Underground | Cable Joints | Branch Joint | 11kV | Branch Joint Cold Applied 185mm2 – 300mm2 Single Core XLPE Main – Single Core XLPE Branch | 162074 | 3M | Obsolete | Marcallo, Italy | 93-BP621-1-CE | Cold Applied Tubes manufactured in Italy connectors at Holmfirth | NPS/002/015
Underground | Cable Joints | Branch Joint | 11kV | Branch Joint Cold Applied 185mm2 – 300mm2 Single Core XLPE Main – Single Core XLPE Branch | 162074 | Tyco Electronics | Obsolete | Ottobrun, Germany |  | Contact Tyco Technical Rep for details Supplied as kit of One | NPS/002/015
Underground | Cable Joints | Branch Joint | 11kV | Branch Joint Cold Applied 185mm2 – 300mm2 Single Core XLPE Main – Single Core XLPE Branch | 162074 | Prysmian | Obsolete | Gron, France |  | Contact Prysmian Technical Rep at Wrexham for details | NPS/002/015
Underground | Cable Joints | Stop End Module Kit | 11kV | Stop End Module Kit for 95mm2 – 300mm2 Single Core Cables To be used in conjunction with Straight joint 162005 | 162014 | TE Connectivity (Tyco) | Obsolete | Essex, England | CSJ-ENDSEAL-KIT-C-GB04 | Kit Consists of 3 x poly rods Full instructions found within module kit Note: Full kit including poly rods available(162059) | NPS/002/015 | 2022-09-26
Underground | Cable Joints | Stop End Module Kit | 11kV | Stop-End (Module Kit) Cold Applied 95mm2 – 185mm2 Single Core XLPE | 162057 | 3M | Obsolete | Sicame Distribution, Newcastle | 92-KK610-1-CE | Used in-conjunction with appropriate 3M straight joint - 162072 | NPS/002/015
Underground | Cable Joints | Stop End Module Kit | 11kV | Stop End Module Kit For 300mm2 – 400mm2 Single Core STRANDED COPPER Cables To be used in conjunction with Straight joint 162006 | 162015 | TE Connectivity (Tyco) | Obsolete | Essex, England | CSJ-ENDSEAL-KIT-C-GB02 | Kit Consists of 3 x poly rods. | NPS/002/015 | 2022-09-26
Underground | Cable Joints | Stop End Module Kit | 11kV | Stop-End (Module Kit) Cold Applied 240mm2 – 300mm2 Single Core XLPE | 162059 | 3M | Obsolete | Sicame Distribution, Newcastle | 92-KK620-1-CE | Used in-conjunction with appropriate 3M straight joint - 162073 | NPS/002/015
Underground | Cable Joints | Branch Joint | 11kV | Supplementary Branch Joint Build-Up Kit (Module) Required for when branching 95mm XLPE s/c onto 300mm single core. Cold Applied | 162087 | 3M | Obsolete | Sicame Distribution, Newcastle | 92-PG612-3 | Used in-conjunction with appropriate 3M Branch Joint - 162074 | NPS/002/015
Underground | Cable Joints | Transition Trifurcating Joint | 11kV | Transition Trifurcating Joint Heat-shrink/Resin filled 3-Core Paper – 3 x Single Core XLPE Up to 185mm2 | 084244 | TE Connectivity (Tyco) | Yes | Ottobrun, Germany | SMOE-62753 |  | NPS/002/015
Underground | Cable Joints | Transition Trifurcating Joint | 11kV | Transition Trifurcating Joint Heat-shrink/Resin filled 3-Core Paper – 3 x Single Core XLPE Up to 185mm3 | 084244 | 3M | No | Bedford, England |  | Contact 3M Technical Rep for details | NPS/002/015
Underground | Cable Joints | Transition Trifurcating Joint | 11kV | Transition Trifurcating Joint Heat-shrink/Resin filled 3-Core Paper – 3 x Single Core XLPE Up to 300mm2 | 084251 | TE Connectivity (Tyco) | Yes | Ottobrun, Germany | SMOE-62754 |  | NPS/002/015
Underground | Cable Joints | Transition Trifurcating Joint | 11kV | Transition Trifurcating Joint Heat-shrink/Resin filled 3-Core Paper – 3 x Single Core XLPE Up to 300mm3 | 084251 | 3M | No | Bedford, England |  | Contact 3M Technical Rep for details | NPS/002/015
Underground | Cable Joints | Straight Joint | 11kV | Straight Joint Heat-shrink/Resin Filled 3-Core Paper – 3-Core Paper Up to 185mm2 | 084376 | TE Connectivity (Tyco) | Yes | Ottobrun, Germany | SMOE-62099 | Not Stocked at CDW but stocked at WCE Please contact Logistics | NPS/002/015
Underground | Cable Joints | Straight Joint | 11kV | Straight Joint Heat-shrink/Resin Filled 3-Core Paper – 3-Core Paper Up to 185mm3 | 084376 | 3M | No | Bedford, England |  | Contact 3M Technical Rep for details | NPS/002/015
Underground | Cable Joints | Straight Joint | 11kV | Straight Joint Heat-shrink/Resin Filled 3-Core Paper – 3-Core Paper Up to 300mm2 | 084384 | TE Connectivity (Tyco) | Yes | Ottobrun, Germany | SMOE-62100 | Not Stocked at CDW but stocked at WCE Please contact Logistics | NPS/002/015
Underground | Cable Joints | Straight Joint | 11kV | Straight Joint Heat-shrink/Resin Filled 3-Core Paper – 3-Core Paper Up to 300mm3 | 084384 | 3M | No | Bedford, England |  | Contact 3M Technical Rep for details | NPS/002/015
Underground | Cable Joints | Pot-End | 11kV | Pot-End Heat-shrink/Resin Filled 3-Core Paper Up to 300mm2 | 084400 | TE Connectivity (Tyco) | Yes | Ottobrun, Germany | SMOE-62103 |  | NPS/002/015
Underground | Cable Joints | Pot-End | 11kV | Pot-End Heat-shrink/Resin Filled 3-Core Paper Up to 300mm3 | 084400 | 3M | No | Bedford, England |  | Contact 3M Technical Rep for details | NPS/002/015
Underground | Cable Joints | Mains Straight Joint | LV | LV Mains Straight Joint for 95mm 3C and 4C Waveform (Base Kit). | 164460 | Sicame Electrical Developments | Yes | Huddersfield, England | ST1 | To be used in conjunction with any required modules as detailed in the LV Mains Joints Selection Matrix | NPS/002/014 | 2020-09-07
Underground | Cable Joints | Mains Straight Joint | LV | LV Mains Straight Transition Joint for 95mm 4C PILC or 3C CONSAC to 95mm 3C or 4C Waveform (Base Kit) | 164461 | Sicame Electrical Developments | Yes | Huddersfield, England | ST2 | To be used in conjunction with any required modules as detailed in the LV Mains Joints Selection Matrix | NPS/002/014 | 2020-09-07
Underground | Cable Joints | Mains Straight Joint | LV | LV Mains Straight Joint for 185mm 3C and 4C Waveform (Base Kit). | 164462 | Sicame Electrical Developments | Yes | Huddersfield, England | ST3 | To be used in conjunction with any required modules as detailed in the LV Mains Joints Selection Matrix | NPS/002/014 | 2020-09-07
Underground | Cable Joints | Mains Straight Joint | LV | LV Mains Straight Transition Joint for 185mm 4C PILC or 3C CONSAC to 185mm 3C or 4C Waveform (Base Kit) | 164463 | Sicame Electrical Developments | Yes | Huddersfield, England | ST4 | To be used in conjunction with any required modules as detailed in the LV Mains Joints Selection Matrix | NPS/002/014 | 2020-09-07
Underground | Cable Joints | Mains Straight Joint | LV | LV Mains Straight Joint for 300mm 3C and 4C Waveform (Base Kit). | 164464 | Sicame Electrical Developments | Yes | Huddersfield, England | ST5 | To be used in conjunction with any required modules as detailed in the LV Mains Joints Selection Matrix | NPS/002/014 | 2020-09-07
Underground | Cable Joints | Mains Straight Joint | LV | LV Mains Straight Transition Joint for 300mm 4C PILC or 3C CONSAC to 300mm 3C or 4C Waveform (Base Kit) | 164465 | Sicame Electrical Developments | Yes | Huddersfield, England | ST6 | To be used in conjunction with any required modules as detailed in the LV Mains Joints Selection Matrix | NPS/002/014 | 2020-09-07
Underground | Cable Joints | Mains Straight Joint | LV | LV Mains Branch Joint for 95mm 3C and 4C Waveform (Base Kit). | 164466 | Sicame Electrical Developments | Yes | Huddersfield, England | BR1 | To be used in conjunction with any required modules as detailed in the LV Mains Joints Selection Matrix | NPS/002/014 | 2020-09-07
Underground | Cable Joints | Mains Straight Joint | LV | LV Mains Transition Branch Joint for 95mm Waveform to 95mm 4C PILC or 3C CONSAC (Base Kit) | 164467 | Sicame Electrical Developments | Yes | Huddersfield, England | BR2 | To be used in conjunction with any required modules as detailed in the LV Mains Joints Selection Matrix | NPS/002/014 | 2020-09-07
Underground | Cable Joints | Mains Straight Joint | LV | LV Mains Branch Joint for 185mm 3C and 4C Waveform (Base Kit). | 164468 | Sicame Electrical Developments | Yes | Huddersfield, England | BR3 | To be used in conjunction with any required modules as detailed in the LV Mains Joints Selection Matrix | NPS/002/014 | 2020-09-07
Underground | Cable Joints | Mains Straight Joint | LV | LV Mains Transition Branch Joint for 185mm Waveform to 185mm 4C PILC or 3C CONSAC (Base Kit) | 164469 | Sicame Electrical Developments | Yes | Huddersfield, England | BR4 | To be used in conjunction with any required modules as detailed in the LV Mains Joints Selection Matrix | NPS/002/014 | 2020-09-07
Underground | Cable Joints | Mains Straight Joint | LV | LV Mains Branch Joint for 300mm 3C and 4C Waveform (Base Kit). | 164470 | Sicame Electrical Developments | Yes | Huddersfield, England | BR5 | To be used in conjunction with any required modules as detailed in the LV Mains Joints Selection Matrix | NPS/002/014 | 2020-09-07
Underground | Cable Joints | Mains Straight Joint | LV | LV Mains Transition Branch Joint for 3005mm Waveform to 185mm 4C PILC or 3C CONSAC (Base Kit) | 164471 | Sicame Electrical Developments | Yes | Huddersfield, England | BR6 | To be used in conjunction with any required modules as detailed in the LV Mains Joints Selection Matrix | NPS/002/014 | 2020-09-07
Underground | Cable Joints | Mains Straight Joint | LV | LV Mains Service Branch Joint for 25/35mm Service to 95mm 3C and 4C Waveform (Base Kit) | 164472 | Sicame Electrical Developments | Yes | Huddersfield, England | SB1 | To be used in conjunction with any required modules as detailed in the LV Mains Joints Selection Matrix | NPS/002/014 | 2020-09-07
Underground | Cable Joints | Mains Straight Joint | LV | LV Mains Service Branch Joint for 25/35mm Service to 95mm 4C PILC or 3C CONSAC (Base Kit) | 164473 | Sicame Electrical Developments | Yes | Huddersfield, England | SB2 | To be used in conjunction with any required modules as detailed in the LV Mains Joints Selection Matrix | NPS/002/014 | 2020-09-07
Underground | Cable Joints | Mains Straight Joint | LV | LV Mains Service Branch Joint for 25/35mm Service to 185mm 3C and 4C Waveform (Base Kit) | 164474 | Sicame Electrical Developments | Yes | Huddersfield, England | SB3 | To be used in conjunction with any required modules as detailed in the LV Mains Joints Selection Matrix | NPS/002/014 | 2020-09-07
Underground | Cable Joints | Mains Straight Joint | LV | LV Mains Service Branch Joint for 25/35mm Service to 185mm 4C PILC or 3C CONSAC (Base Kit) | 164475 | Sicame Electrical Developments | Yes | Huddersfield, England | SB4 | To be used in conjunction with any required modules as detailed in the LV Mains Joints Selection Matrix | NPS/002/014 | 2020-09-07
Underground | Cable Joints | Mains Straight Joint | LV | LV Mains Service Branch Joint for 25/35mm Service to 300mm 3C and 4C Waveform (Base Kit) | 164476 | Sicame Electrical Developments | Yes | Huddersfield, England | SB5 | To be used in conjunction with any required modules as detailed in the LV Mains Joints Selection Matrix | NPS/002/014 | 2020-09-07
Underground | Cable Joints | Mains Straight Joint | LV | LV Mains Service Branch Joint for 25/35mm Service to 300mm 4C PILC or 3C CONSAC (Base Kit) | 164477 | Sicame Electrical Developments | Yes | Huddersfield, England | SB6 | To be used in conjunction with any required modules as detailed in the LV Mains Joints Selection Matrix | NPS/002/014 | 2020-09-07
Underground | Cable Joints | Mains Straight Joint | LV | LV Mains Straight Joint for 95mm 3C and 4C Waveform (Base Kit). | 164460 | Sicame Electrical Developments | Yes | TE Connectivity (Tyco) | Essex, England | To be used in conjunction with any required modules as detailed in the LV Mains Joints Selection Matrix | NPS/002/014 | 2020-09-07
Underground | Cable Joints | Mains Straight Joint | LV | LV Mains Straight Transition Joint for 95mm 4C PILC or 3C CONSAC to 95mm 3C or 4C Waveform (Base Kit) | 164461 | Sicame Electrical Developments | Yes | TE Connectivity (Tyco) | Essex, England | To be used in conjunction with any required modules as detailed in the LV Mains Joints Selection Matrix | NPS/002/014 | 2020-09-07
Underground | Cable Joints | Mains Straight Joint | LV | LV Mains Straight Joint for 185mm 3C and 4C Waveform (Base Kit). | 164462 | Sicame Electrical Developments | Yes | TE Connectivity (Tyco) | Essex, England | To be used in conjunction with any required modules as detailed in the LV Mains Joints Selection Matrix | NPS/002/014 | 2020-09-07
Underground | Cable Joints | Mains Straight Joint | LV | LV Mains Straight Transition Joint for 185mm 4C PILC or 3C CONSAC to 185mm 3C or 4C Waveform (Base Kit) | 164463 | Sicame Electrical Developments | Yes | TE Connectivity (Tyco) | Essex, England | To be used in conjunction with any required modules as detailed in the LV Mains Joints Selection Matrix | NPS/002/014 | 2020-09-07
Underground | Cable Joints | Mains Straight Joint | LV | LV Mains Straight Joint for 300mm 3C and 4C Waveform (Base Kit). | 164464 | Sicame Electrical Developments | Yes | TE Connectivity (Tyco) | Essex, England | To be used in conjunction with any required modules as detailed in the LV Mains Joints Selection Matrix | NPS/002/014 | 2020-09-07
Underground | Cable Joints | Mains Straight Joint | LV | LV Mains Straight Transition Joint for 300mm 4C PILC or 3C CONSAC to 300mm 3C or 4C Waveform (Base Kit) | 164465 | Sicame Electrical Developments | Yes | TE Connectivity (Tyco) | Essex, England | To be used in conjunction with any required modules as detailed in the LV Mains Joints Selection Matrix | NPS/002/014 | 2020-09-07
Underground | Cable Joints | Mains Straight Joint | LV | LV Mains Branch Joint for 95mm 3C and 4C Waveform (Base Kit). | 164466 | Sicame Electrical Developments | Yes | TE Connectivity (Tyco) | Essex, England | To be used in conjunction with any required modules as detailed in the LV Mains Joints Selection Matrix | NPS/002/014 | 2020-09-07
Underground | Cable Joints | Mains Straight Joint | LV | LV Mains Transition Branch Joint for 95mm Waveform to 95mm 4C PILC or 3C CONSAC (Base Kit) | 164467 | Sicame Electrical Developments | Yes | TE Connectivity (Tyco) | Essex, England | To be used in conjunction with any required modules as detailed in the LV Mains Joints Selection Matrix | NPS/002/014 | 2020-09-07
Underground | Cable Joints | Mains Straight Joint | LV | LV Mains Branch Joint for 185mm 3C and 4C Waveform (Base Kit). | 164468 | Sicame Electrical Developments | Yes | TE Connectivity (Tyco) | Essex, England | To be used in conjunction with any required modules as detailed in the LV Mains Joints Selection Matrix | NPS/002/014 | 2020-09-07
Underground | Cable Joints | Mains Straight Joint | LV | LV Mains Transition Branch Joint for 185mm Waveform to 185mm 4C PILC or 3C CONSAC (Base Kit) | 164469 | Sicame Electrical Developments | Yes | TE Connectivity (Tyco) | Essex, England | To be used in conjunction with any required modules as detailed in the LV Mains Joints Selection Matrix | NPS/002/014 | 2020-09-07
Underground | Cable Joints | Mains Straight Joint | LV | LV Mains Branch Joint for 300mm 3C and 4C Waveform (Base Kit). | 164470 | Sicame Electrical Developments | Yes | TE Connectivity (Tyco) | Essex, England | To be used in conjunction with any required modules as detailed in the LV Mains Joints Selection Matrix | NPS/002/014 | 2020-09-07
Underground | Cable Joints | Mains Straight Joint | LV | LV Mains Transition Branch Joint for 3005mm Waveform to 185mm 4C PILC or 3C CONSAC (Base Kit) | 164471 | Sicame Electrical Developments | Yes | TE Connectivity (Tyco) | Essex, England | To be used in conjunction with any required modules as detailed in the LV Mains Joints Selection Matrix | NPS/002/014 | 2020-09-07
Underground | Cable Joints | Mains Straight Joint | LV | LV Mains Service Branch Joint for 25/35mm Service to 95mm 3C and 4C Waveform (Base Kit) | 164472 | Sicame Electrical Developments | Yes | TE Connectivity (Tyco) | Essex, England | To be used in conjunction with any required modules as detailed in the LV Mains Joints Selection Matrix | NPS/002/014 | 2020-09-07
Underground | Cable Joints | Mains Straight Joint | LV | LV Mains Service Branch Joint for 25/35mm Service to 95mm 4C PILC or 3C CONSAC (Base Kit) | 164473 | Sicame Electrical Developments | Yes | TE Connectivity (Tyco) | Essex, England | To be used in conjunction with any required modules as detailed in the LV Mains Joints Selection Matrix | NPS/002/014 | 2020-09-07
Underground | Cable Joints | Mains Straight Joint | LV | LV Mains Service Branch Joint for 25/35mm Service to 185mm 3C and 4C Waveform (Base Kit) | 164474 | Sicame Electrical Developments | Yes | TE Connectivity (Tyco) | Essex, England | To be used in conjunction with any required modules as detailed in the LV Mains Joints Selection Matrix | NPS/002/014 | 2020-09-07
Underground | Cable Joints | Mains Straight Joint | LV | LV Mains Service Branch Joint for 25/35mm Service to 185mm 4C PILC or 3C CONSAC (Base Kit) | 164475 | Sicame Electrical Developments | Yes | TE Connectivity (Tyco) | Essex, England | To be used in conjunction with any required modules as detailed in the LV Mains Joints Selection Matrix | NPS/002/014 | 2020-09-07
Underground | Cable Joints | Mains Straight Joint | LV | LV Mains Service Branch Joint for 25/35mm Service to 300mm 3C and 4C Waveform (Base Kit) | 164476 | Sicame Electrical Developments | Yes | TE Connectivity (Tyco) | Essex, England | To be used in conjunction with any required modules as detailed in the LV Mains Joints Selection Matrix | NPS/002/014 | 2020-09-07
Underground | Cable Joints | Mains Straight Joint | LV | LV Mains Service Branch Joint for 25/35mm Service to 300mm 4C PILC or 3C CONSAC (Base Kit) | 164477 | Sicame Electrical Developments | Yes | TE Connectivity (Tyco) | Essex, England | To be used in conjunction with any required modules as detailed in the LV Mains Joints Selection Matrix | NPS/002/014 | 2020-09-07
Underground | Cable Joints |  | LV Service | Straight Joint: Heatshrink Concentric CNE – CNE Single Phase Up to 35mm2 | 174505 | Sicame Electrical Developments | Yes | Huddersfield, England | SJ1/NY NEDJI/02 |  | NPS/002/014
Underground | Cable Joints |  | LV Service | Straight Joint: Heatshrink Concentric CNE – CNE Single Phase Up to 35mm3 | 174505 | TE Connectivity (Tyco) | Yes | Essex, England | TLNK-SS1-NP01 ESD-5931-3/12 |  | NPS/002/014
Underground | Cable Joints |  | LV Service | Straight Joint: Heatshrink Concentric SNE – SNE Single Phase Up to 35mm2 | 174506 | Sicame Electrical Developments | Yes | Huddersfield, England | SJ2/NY NEDJI/03 |  | NPS/002/014
Underground | Cable Joints |  | LV Service | Straight Joint: Heatshrink Concentric SNE – SNE Single Phase Up to 35mm3 | 174506 | TE Connectivity (Tyco) | Yes | Essex, England | ESD-5932-3/12 TLNK-SS1-NP02 |  | NPS/002/014
Underground | Cable Joints |  | LV Service | Straight Joint: Heatshrink Concentric CNE – CNE Three Phase Up to 35mm2 | 174507 | Sicame Electrical Developments | Yes | Huddersfield, England | SJ3/NY NEDJI/04 |  | NPS/002/014
Underground | Cable Joints |  | LV Service | Straight Joint: Heatshrink Concentric CNE – CNE Three Phase Up to 35mm3 | 174507 | TE Connectivity (Tyco) | Yes | Essex, England | ESD-5933-3/12 TLNK-SS3-NP03 |  | NPS/002/014
Underground | Cable Joints |  | LV Service | Straight Joint: Heatshrink Single Phase Concentric CNE (up to 35mm2 ) – 2-Core Paper Lead (0.0225in2 – 0.04in2) | 174508 | Sicame Electrical Developments | Yes | Huddersfield, England | SJ4/NY NEDJI/05 |  | NPS/002/014
Underground | Cable Joints |  | LV Service | Straight Joint: Heatshrink Single Phase Concentric CNE (up to 35mm2 ) – 2-Core Paper Lead (0.0225in2 – 0.04in2) | 174508 | TE Connectivity (Tyco) | Yes | Essex, England | ESD-5934-3/12 TLNK-ST1-NP04 |  | NPS/002/014
Underground | Cable Joints |  | LV Service | Straight Joint: Heatshrink Single Phase Concentric SNE (up to 35mm2 ) – 2-Core Paper Lead (0.0225in2 – 0.04in2) | 174510 | Sicame Electrical Developments | Yes | Huddersfield, England | SJ5/NY NEDJI/06 |  | NPS/002/014
Underground | Cable Joints |  | LV Service | Straight Joint: Heatshrink Single Phase Concentric SNE (up to 35mm2 ) – 2-Core Paper Lead (0.0225in2 – 0.04in2) | 174510 | TE Connectivity (Tyco) | Yes | Essex, England | ESD-5935-3/12 TLNK-ST1-NP05 |  | NPS/002/014
Underground | Cable Joints |  | LV Service | Straight Joint: Heatshrink Three Phase Concentric CNE (up to 35mm2 ) – 4-Core Paper Lead (0.0225in2 – 0.04in2) | 174509 | Sicame Electrical Developments | Yes | Huddersfield, England | SJ6/NY NEDJI/07 |  | NPS/002/014
Underground | Cable Joints |  | LV Service | Straight Joint: Heatshrink Three Phase Concentric CNE (up to 35mm2 ) – 4-Core Paper Lead (0.0225in2 – 0.04in2) | 174509 | TE Connectivity (Tyco) | Yes | Essex, England | ESD-5936-3/12 TLNK-ST3-NP06 |  | NPS/002/014
Underground | Cable Joints |  | LV Service | Straight Joint: Heatshrink: Single Phase PILC - PILC up to 35mm. | 174488 | Sicame Electrical Developments | Yes | Huddersfield, England | SJ13/NY NEDJI/42 |  | NPS/002/014
Underground | Cable Joints |  | LV Service | Straight Joint: Heatshrink: Single Phase PILC - PILC up to 35mm. | 174488 | TE Connectivity (Tyco) | Yes | Essex, England | ESD-5938-3/12 TLNKSS1-NP08 |  | NPS/002/014
Underground | Cable Joints |  | LV Service | Straight Joint: Heatshrink: Three Phase PILC - PILC up to 35mm | 174489 | Sicame Electrical Developments | Yes | Huddersfield, England | SJ14/NY NEDJI/43 |  | NPS/002/014
Underground | Cable Joints |  | LV Service | Straight Joint: Heatshrink: Three Phase PILC - PILC up to 35mm | 174489 | TE Connectivity (Tyco) | Yes | Essex, England | ESD-5939-3/12 TLNK-SS3-NP09 |  | NPS/002/014
Underground | Cable Joints |  | LV Service | Straight Joint – Transition – RESIN FILLED JOINT 4-Core Paper Lead .0225 – 0.04Sqin - Three Phase SNE Concentric up to 35mm | 174471 | Sicame Electrical Developments | Yes | Huddersfield, England | SJ15/NY NEDJI/47 |  | NPS/002/014
Underground | Cable Joints |  | LV Service | Straight Joint – Transition – RESIN FILLED JOINT 4-Core Paper Lead .0225 – 0.04Sqin - Three Phase SNE Concentric up to 35mm | 174471 | TE Connectivity (Tyco) | Yes | Essex, England | ESD-5940-3/12 TLNK-ST3-NP10 |  | NPS/002/014
Underground | Cable Joints |  | LV Service | Straight Joint - RESIN FILLED JOINT Single Phase 4mm CNE (PVC Covered) – Single Phase CNE up to 35mm | 086561 | Sicame Electrical Developments | Yes | Huddersfield, England | SJ1/A/NY NEDJI/41 |  | NPS/002/014
Underground | Cable Joints |  | LV Service | Straight Joint - RESIN FILLED JOINT Single Phase 4mm CNE (PVC Covered) – Single Phase CNE up to 35mm | 086561 | TE Connectivity (Tyco) | Yes | Essex, England | ESD-5937-3/12 TLNK-SS1-NO07 |  | NPS/002/014
Underground | Cable Joints |  | LV Service | Service Branch Joint – RESIN FILLED Single Phase CNE 16-35mm | 174511 | Sicame Electrical Developments | Yes | Huddersfield, England | SJ7/NY NEDJI/15 |  | NPS/002/014
Underground | Cable Joints |  | LV Service | Service Branch Joint – RESIN FILLED Single Phase CNE 16-35mm | 174511 | TE Connectivity (Tyco) | Yes | Essex, England | ESD-5952-3/12 TLNK-SB1-NP23 |  | NPS/002/014
Underground | Cable Joints |  | LV Service | Service Branch Joint – RESIN FILLED Three Phase Concentric – Three Phase CNE Branch 16-35mm | 174512 | Sicame Electrical Developments | Yes | Huddersfield, England | SJ9/NY NEDJI/17 |  | NPS/002/014
Underground | Cable Joints |  | LV Service | Service Branch Joint – RESIN FILLED Three Phase Concentric – Three Phase CNE Branch 16-35mm | 174512 | TE Connectivity (Tyco) | Yes | Essex, England | ESD-5954-3/12 TLNK-SB3-NP25 |  | NPS/002/014
Underground | Cable Joints |  | LV Service | Service Branch Joint – RESIN FILLED Single Phase CNE 16-35mm | 174490 | Sicame Electrical Developments | Yes | Huddersfield, England | SJ8/NY NEDJI/16 |  | NPS/002/014
Underground | Cable Joints |  | LV Service | Service Branch Joint – RESIN FILLED Single Phase CNE 16-35mm | 174490 | TE Connectivity (Tyco) | Yes | Essex, England | ESD-5953-3/12 TLNK-SB1-NP24 |  | NPS/002/014
Underground | Cable Joints |  | LV Service | Service Branch Joint – RESIN FILLED 2-Core Paper Lead 0.0225in – 0.04in – Single Phase Concentric up to 35mm | 174513 | Sicame Electrical Developments | Yes | Huddersfield, England | SJ10/NY NEDJI/18 |  | NPS/002/014
Underground | Cable Joints |  | LV Service | Service Branch Joint – RESIN FILLED 2-Core Paper Lead 0.0225in – 0.04in – Single Phase Concentric up to 35mm | 174513 | TE Connectivity (Tyco) | Yes | Essex, England | ESD-5955-3/12 TLNK-SB1-NP26 |  | NPS/002/014
Underground | Cable Joints |  | LV Service | Service Branch Joint – RESIN FILLED 4-Core Paper Lead 0.0225in – 0.04in – Single Phase Concentric up to 35mm | 174514 | Sicame Electrical Developments | Yes | Huddersfield, England | SJ12/NY NEDJI/19 |  | NPS/002/014
Underground | Cable Joints |  | LV Service | Service Branch Joint – RESIN FILLED 4-Core Paper Lead 0.0225in – 0.04in – Single Phase Concentric up to 35mm | 174514 | TE Connectivity (Tyco) | Yes | Essex, England | ESD-5956-3/12 TLNK-SB1-NP27 |  | NPS/002/014
Underground | Cable Joints |  | LV Service | Service Stop-end: Single Phase 4,16 & 25mm2 SNE 25 & 35mm2 CNE | 174361 | Sicame Electrical Developments | Yes | Huddersfield, England | SE1/NY NEDJI/08 |  | NPS/002/014
Underground | Cable Joints |  | LV Service | Service Stop-end: Single Phase 4,16 & 25mm2 SNE 25 & 35mm2 CNE | 174361 | TE Connectivity (Tyco) | Yes | Essex, England | ESD-5941-3/12 TLNK-SE1-NP11 |  | NPS/002/014
Underground | Cable Joints |  | LV Service | Service Stop-end: Single Phase Paper Lead 0.007in2 – 0.06in2 | 174384 | Sicame Electrical Developments | Yes | Huddersfield, England | SE2/NY NEDJI/09 |  | NPS/002/014
Underground | Cable Joints |  | LV Service | Service Stop-end: Single Phase Paper Lead 0.007in2 – 0.06in3 | 174384 | TE Connectivity (Tyco) | Yes | Essex, England | ESD-5944-3/12 TLNK-SE1-NP14 |  | NPS/002/014
Underground | Cable Joints |  | LV Service | Service Stop-end: Three Phase CNE 25 & 35mm2 CNE | 174365 | Sicame Electrical Developments | Yes | Huddersfield, England | SE3/NY NEDJI/10 |  | NPS/002/014
Underground | Cable Joints |  | LV Service | Service Stop-end: Three Phase CNE 25 & 35mm2 CNE | 174365 | TE Connectivity (Tyco) | Yes | Essex, England | ESD-5942-3/12 TLNK-SE3-NP12 |  | NPS/002/014
Underground | Cable Joints |  | LV Service | Service Stop-end: Three Phase Paper Lead 0.007in2 – 0.06in2 | 174385 | Sicame Electrical Developments | Yes | Huddersfield, England | SE4/NY NEDJI/11 |  | NPS/002/014
Underground | Cable Joints |  | LV Service | Service Stop-end: Three Phase Paper Lead 0.007in2 – 0.06in3 | 174385 | TE Connectivity (Tyco) | Yes | Essex, England | ESD-5945-3/12 TLNK-SE3-NP15 |  | NPS/002/014
Underground | Cable Joints |  | LV Service | Service Stop-end – RESIN FILLED Three Phase SNE (Only) Up to 35mm | 174611 | Sicame Electrical Developments | Yes | Huddersfield, England | SE13/NY NEDJI/48 |  | NPS/002/014
Underground | Cable Joints |  | LV Service | Service Stop-end – RESIN FILLED Three Phase SNE (Only) Up to 35mm | 174611 | TE Connectivity (Tyco) | Yes | Essex, England | ESD-5945-3/12 TLNK-SE3-NP15 |  | NPS/002/014
Underground | Link Box |  | LV | LV Underground Link Box – 2-Way - 3 Core | 160605 | Sicame Electrical Developments | Yes | Hoo, Kent | LVD/FLB/2/Mk3/A | Mk3 - 3 Core | NPS/002/012 | 2022-05-17
Underground | Link Box |  | LV | LV Underground Link Box – 4-Way - 3 Core | 160606 | Sicame Electrical Developments | Yes | Hoo, Kent | LVD/FLB/4/Mk3/A | Mk3 - 3 Core | NPS/002/012 | 2022-05-17
Underground | Link Box |  | LV | Solid Link 82.6mm Centres | 160610 | Sicame Electrical Developments | Yes | Hoo, Kent |  | For LV Link Boxes | NPS/002/012 | 2022-05-17
Plant & Switchgear | MSDB |  | LV | Multi-Service Distribution Board 7 x 100A outgoing fuseways (2 x L1 – 2 x L2 – 3 x L3) Main Cable Entry: - Bottom Centre Suitable for incomming cables 35mm2 - 95mm2 CNE and SNE Supplied with Mechanical Connectors for incoming conductors | 183362 | Schneider Electric | No | Scarborough, England | MODE-02-CE | Height – 553mm Depth – 129mm Width – 430mm Weight – 15kg | NPS/002/005
Plant & Switchgear | MSDB |  | LV | Multi-Service Distribution Board 7 x 100A outgoing fuseways (2 x L1 – 2 x L2 – 3 x L3) Main Cable Entry: - Bottom Centre Suitable for incomming cables 35mm2 - 95mm2 CNE and SNE Supplied with Mechanical Connectors for incoming conductors | 183362 | Bemco | Yes | Glasgow, Scotland |  |  | NPS/003/018
Plant & Switchgear | MSDB |  | LV | Multi-Service Distribution Board 10 x 100A outgoing fuseways (3 x L1 – 3 x L2 – 4 x L3) Main Cable Entry: - Bottom Centre Suitable for incomming cables 35mm2 - 95mm2 CNE and SNE Supplied with Mechanical Connectors for incoming conductors | 183358 | Schneider Electric | No | Scarborough, England | MODE - 2A3C | Height – 555mm Depth – 130mm Width – 574mm Weight – 21kg | NPS/003/018
Plant & Switchgear | MSDB |  | LV | Multi-Service Distribution Board 10 x 100A outgoing fuseways (3 x L1 – 3 x L2 – 4 x L3) Main Cable Entry: - Bottom Centre Suitable for incomming cables 35mm2 - 95mm2 CNE and SNE Supplied with Mechanical Connectors for incoming conductors | 183358 | Bemco | Yes | Glasgow, Scotland | DB10 |  | NPS/003/018
Plant & Switchgear | MSDB |  | LV | 5 - Way Multi-Service Distribution Board 15 x 100A outgoing fuseways Main Cable Entry:- Bottom Right Hand Side Incomming 500Amp Fuesways Suitable for 3 and 4-Core Waveform incomming cables upto 300mm2 Supplied with Mechanical Connectors for incoming conductors | 180059 | Schneider Electric | No | Scarborough, England | MODE - 5B5BR | Height – 1299mm Depth – 253mm Width – 588mm Weight – 52kg | NPS/003/018
Plant & Switchgear | MSDB |  | LV | 5 - Way Multi-Service Distribution Board 15 x 100A outgoing fuseways Main Cable Entry:- Bottom Right Hand Side Incomming 500Amp Fuesways Suitable for 3 and 4-Core Waveform incomming cables upto 300mm2 Supplied with Mechanical Connectors for incoming conductors | 180059 | Bemco | Yes | Glasgow, Scotland | DB15 1J |  | NPS/003/018
Plant & Switchgear | MSDB |  | LV | 5 - Way Multi-Service Distribution Board 15 x 100A outgoing fuseways Main Cable Entry: - Top Right Hand Side Incomming 500Amp Fuseways Suitable for 3 and 4-Core Waveform incomming cables upto 300mm2 Supplied with Mechanical Connectors for incoming conductors | 180060 | Schneider Electric | No | Scarborough, England | MODE - 5B5TR | Height – 1299mm Depth – 253mm Width – 588mm Weight – 52kg | NPS/003/018
Plant & Switchgear | MSDB |  | LV | 5 - Way Multi-Service Distribution Board 15 x 100A outgoing fuseways Main Cable Entry: - Top Right Hand Side Incomming 500Amp Fuseways Suitable for 3 and 4-Core Waveform incomming cables upto 300mm2 Supplied with Mechanical Connectors for incoming conductors | 180060 | Bemco | Yes | Glasgow, Scotland | DB15 1J |  | NPS/003/018
Plant & Switchgear | MSDB |  | LV | 5 - Way Multi-Service Distribution Board 15 x 100A outgoing fuseways Main Cable Entry: - Bottom and or Top Right Hand Side Incomming/Outgoing 500Amp Fuseways Suitable for 3 and 4-Core Waveform incomming cables upto 300mm2 Supplied with Mechanical Connectors for incoming/outgoing conductors | 180061 | Schneider Electric | No | Scarborough, England | MODE – 5XC5BR | Height – 1302mm Depth – 253mm Width – 798mm Weight – 74kg | NPS/003/018
Plant & Switchgear | MSDB |  | LV | 5 - Way Multi-Service Distribution Board 15 x 100A outgoing fuseways Main Cable Entry: - Bottom and or Top Right Hand Side Incomming/Outgoing 500Amp Fuseways Suitable for 3 and 4-Core Waveform incomming cables upto 300mm2 Supplied with Mechanical Connectors for incoming/outgoing conductors | 180061 | Bemco | Yes | Glasgow, Scotland | DB15 2J |  | NPS/003/018
Plant & Switchgear | MSDB |  | LV | 5 - Way Multi-Service Distribution Board 15 x 100A outgoing fuseways Main Cable Entry: - Bottom and or Top Right Hand Side Incomming/Outgoing 500Amp Fuseways Suitable for 3 and 4-Core Waveform incomming cables upto 300mm2 Supplied with Mechanical Connectors for incoming/outgoing conductors | 180061 | Schneider Electric | No | Scarborough, England | MODE – 5XC5BR | Height – 1302mm Depth – 253mm Width – 798mm Weight – 74kg | NPS/003/018
Plant & Switchgear | MSDB |  | LV | 5 - Way Multi-Service Distribution Board 15 x 100A outgoing fuseways Main Cable Entry: - Bottom and or Top Right Hand Side Incomming/Outgoing 500Amp Fuseways Suitable for 3 and 4-Core Waveform incomming cables upto 300mm2 Supplied with Mechanical Connectors for incoming/outgoing conductors | 180061 | Bemco | Yes | Glasgow, Scotland | DB15 2J |  | NPS/003/018
Plant & Switchgear | MSDB |  | LV | 5 - Way Multi-Service Distribution Board 15 x 100A outgoing fuseways Main Cable Entry: - Bottom and or Top Left Hand Side Incomming/Outgoing 500Amp Fuseways Suitable for 3 and 4-Core Waveform incomming cables upto 300mm2 Supplied with Mechanical Connectors for incoming/outgoing conductors | 180062 | Schneider Electric | No | Scarborough, England | MODE – 5XC5BL | Height – 1303mm Depth – 253mm Width – 798mm Weight – 74kg | NPS/003/018
Plant & Switchgear | MSDB |  | LV | 5 - Way Multi-Service Distribution Board 15 x 100A outgoing fuseways Main Cable Entry: - Bottom and or Top Left Hand Side Incomming/Outgoing 500Amp Fuseways Suitable for 3 and 4-Core Waveform incomming cables upto 300mm2 Supplied with Mechanical Connectors for incoming/outgoing conductors | 180062 | Bemco | Yes | Glasgow, Scotland | DB30 2J |  | NPS/003/018
Plant & Switchgear | MSDB |  | LV | 10 - Way Multi-Service Distribution Board 30 x 100A outgoing fuseways Main Cable Entry:- Bottom Right Hand Side Incomming 500Amp Fuesways Suitable for 3 and 4-Core Waveform incomming cables upto 300mm2 Supplied with Mechanical Connectors for incoming conductors | 180063 | Schneider Electric | No | Scarborough, England | MODE – 5B10BR | Height – 1299mm Depth – 253mm Width – 788mm Weight – 70kg | NPS/003/018
Plant & Switchgear | MSDB |  | LV | 10 - Way Multi-Service Distribution Board 30 x 100A outgoing fuseways Main Cable Entry:- Bottom Right Hand Side Incomming 500Amp Fuesways Suitable for 3 and 4-Core Waveform incomming cables upto 300mm2 Supplied with Mechanical Connectors for incoming conductors | 180063 | Bemco | Yes | Glasgow, Scotland | DB30 1J |  | NPS/003/018
Plant & Switchgear | MSDB |  | LV | 10 - Way Multi-Service Distribution Board 30 x 100A outgoing fuseways Main Cable Entry: - Top Right Hand Side Incomming 500Amp Fuseways Suitable for 3 and 4-Core Waveform incomming cables upto 300mm2 Supplied with Mechanical Connectors for incoming conductors | 180064 | Schneider Electric | No | Scarborough, England | MODE – 5B10TR | Height – 1299mm Depth – 253mm Width – 788mm Weight – 70kg | NPS/003/018
Plant & Switchgear | MSDB |  | LV | 10 - Way Multi-Service Distribution Board 30 x 100A outgoing fuseways Main Cable Entry: - Top Right Hand Side Incomming 500Amp Fuseways Suitable for 3 and 4-Core Waveform incomming cables upto 300mm2 Supplied with Mechanical Connectors for incoming conductors | 180064 | Bemco | Yes | Glasgow, Scotland | DB30 1J |  | NPS/003/018
Plant & Switchgear | MSDB |  | LV | 10 - Way Multi-Service Distribution Board 30 x 100A outgoing fuseways Main Cable Entry: - Bottom and or Top Right Hand Side Incomming/Outgoing 500Amp Fuseways Suitable for 3 and 4-Core Waveform incomming cables upto 300mm2 Supplied with Mechanical Connectors for incoming/outgoing conductors | 180065 | Schneider Electric | No | Scarborough, England | MODE – 5XC10BR | Height – 1302mm Depth – 253mm Width – 998mm Weight – 88kg | NPS/003/018
Plant & Switchgear | MSDB |  | LV | 10 - Way Multi-Service Distribution Board 30 x 100A outgoing fuseways Main Cable Entry: - Bottom and or Top Right Hand Side Incomming/Outgoing 500Amp Fuseways Suitable for 3 and 4-Core Waveform incomming cables upto 300mm2 Supplied with Mechanical Connectors for incoming/outgoing conductors | 180065 | Bemco | Yes | Glasgow, Scotland | DB30 2J |  | NPS/003/018
Plant & Switchgear | MSDB |  | LV | 10 - Way Multi-Service Distribution Board 30 x 100A outgoing fuseways Main Cable Entry: - Bottom and or Top Left Hand Side Incomming/Outgoing 500Amp Fuseways Suitable for 3 and 4-Core Waveform incomming cables upto 300mm2 Supplied with Mechanical Connectors for incoming/outgoing conductors | 180066 | Schneider Electric | No | Scarborough, England | MODE - 5XC10BL | Height – 1302mm Depth – 253mm Width – 998mm Weight – 88kg | NPS/003/018
Plant & Switchgear | MSDB |  | LV | 10 - Way Multi-Service Distribution Board 30 x 100A outgoing fuseways Main Cable Entry: - Bottom and or Top Left Hand Side Incomming/Outgoing 500Amp Fuseways Suitable for 3 and 4-Core Waveform incomming cables upto 300mm2 Supplied with Mechanical Connectors for incoming/outgoing conductors | 180066 | Bemco | Yes | Glasgow, Scotland | DB30 2J |  | NPS/003/018
Underground | Resin & Compounds |  | N/A | 2-Part Cold Pour Polyurathane Resin Supplied in a Tub containing 1 x 2.7Litres | 164568 | WT Henley | Yes | Kent, England |  | Supplied in Tub Containing 1 x 2.7 Litre Pack | NPS/002/008
Underground | Resin & Compounds |  | N/A | 2-Part Cold Pour Polyurathane Resin Supplied in a Tub containing 1 x 2.7Litres | 164568 | Prysmian | No | Wrexham, North Wales |  | Supplied in Tub Containing 1 x 2.7 Litre Pack | NPS/002/008
Underground | Resin & Compounds |  | N/A | 2-Part Cold Pour Polyurathane Resin Supplied in a Tub containing 1 x 2.7Litres | 164568 | TE Connectivity (Tyco) | No | Witham, Essex |  | Supplied in Tub Containing 1 x 2.7 Litre Pack | NPS/002/008
Underground | Resin & Compounds |  | N/A | 2-Part Cold Pour Polyurathane Resin Supplied in a Tub containing 2 x 4 Litres Packs | 164569 | WT Henley | Yes | Kent, England |  | Supplied in a Tub containing (2 x 4Ltr Packs) | NPS/002/008 | 2019-04-02
Underground | Resin & Compounds |  | N/A | 2-Part Cold Pour Polyurathane Resin Supplied in a Tub containing 2 x 4 Litres Packs | 164569 | Prysmian | No | Wrexham, North Wales |  | Supplied in a Tub containing (2 x 4Ltr Packs) | NPS/002/008 | 2019-04-02
Underground | Resin & Compounds |  | N/A | 2-Part Cold Pour Polyurathane Resin Supplied in a Tub containing 2 x 4 Litres Packs | 164569 | TE Connectivity (Tyco) | No | Witham, Essex |  | Supplied in a Tub containing (2 x 4Ltr Packs) | NPS/002/008 | 2019-04-02
Underground | Resin & Compounds | Re enterable Resin | N/A | 2 Part Cold Pour Re enterable Resin for Temporary LV Joints. Supplied as a Tub of 1 x 2Litre Resin Pack. | 164560 | TE Connectivity (Tyco) | Yes | Essex, England |  |  | NPS/002/008
Underground | Resin & Compounds | Re enterable Resin | N/A | 2 Part Cold Pour Re enterable Resin for Temporary LV Joints. Supplied as a Tub of 3 x 2Litre Resin Packs. | 164559 | TE Connectivity (Tyco) | Yes | Essex, England |  |  | NPS/002/008
Underground | Resin & Compounds | Guroflex | N/A | Guroflex - Cold Pour Insulating Compound. Supplied in a 5.3 Litre Tin. For cable boxes up to 20kV only | 085317 | TE Connectivity (Tyco) | Yes | Essex, England |  |  | NPS/002/008
Underground | Resin & Compounds | Guroflex | N/A | Guroflex - Cold Pour Insulating Compound. Supplied in 10 Litre Tins For cable boxes up to 20kV only | 085318 | TE Connectivity (Tyco) | Yes | Essex, England |  |  | NPS/002/008
Plant & Switchgear | RTU (Remote Terminal Unit) | Callisto | N/A | Callisto RTU | N/A | REMSDAQ | No |  |  | Up to 2018 - superseded by Callisto NX NPG | NPS003017 | 2018-12-11
Plant & Switchgear | RTU (Remote Terminal Unit) | T100 | N/A | T100 RTU | N/A | Schneider Electric | No |  |  | Upto 2018 - To be superseded by T300 when approved | NPS003017 | 2018-12-11
Plant & Switchgear | Remote Control Actuator | Lucy 20kV FRMU Retrofit | 11kV | Remote Control retrofit Actuator Kit | N/A | Lucy Electric | Yes | Thame, England | TBC |  | NPS003017 | 2015-07-07
Plant & Switchgear | Remote Control Actuator | Lucy 11kV FRMU Retrofit | 20kV | Remote Control retrofit Actuator Kit | N/A | Lucy Electric | Yes | Thame, England | Double - THM0001308, LH - THM0001533, RH - THM0001588 | Available in DOUBLE or LEFT HAND or RIGHT HAND Options. | NPS003017 | 2015-07-07
Plant & Switchgear | Remote Control Actuator | Long & Crawford T3/T4GF3 Retrofit | 11kV | Remote Control retrofit Actuator Kit | N/A | EPDL | Yes | St Helens, England | Production ver.A |  | NPS003017 | 2015-07-07
Plant & Switchgear | Remote Control Actuator | Long & Crawford J3/J4 Retrofit | 11kV | Remote Control retrofit Actuator Kit | N/A | EPDL | Yes | St Helens, England | Production ver.A |  | NPS003017 | 2015-07-07
Plant & Switchgear | Remote Control Actuator | Lucy FRMU Retrofit | 11kV | Remote Control retrofit Actuator Kit | N/A | EPDL | Yes | St Helens, England | Production ver.A |  | NPS003017 | 2015-07-07
Plant & Switchgear | Remote Control Actuator | Merlin Gerin RN2 Retrofit | 11kV | Remote Control retrofit Actuator Kit | N/A | EPDL | Yes | St Helens, England | Production ver.A |  | NPS003017 | 2015-07-07
Plant & Switchgear | Remote Control Actuator | Merlin Gerin SE6 Retrofit | 11kV | Remote Control retrofit Actuator Kit | N/A | EPDL | Yes | St Helens, England | Production ver.A |  | NPS003017 | 2015-07-07
Plant & Switchgear | Remote Control Actuator | Merlin Gerin CE6 Retrofit | 11kV | Remote Control retrofit Actuator Kit | N/A | EPDL | Yes | St Helens, England | Production ver.A |  | NPS003017 | 2015-07-07
Plant & Switchgear | Remote Control Actuator | Reyrolle IMS Retrofit | 11kV | Remote Control retrofit Actuator Kit | N/A | EPDL | Yes | St Helens, England | Production ver.A |  | NPS003017 | 2015-07-07
Plant & Switchgear | Remote Control Actuator | Reyrolle LMI Retrofit | 11kV | Remote Control retrofit Actuator Kit | N/A | EPDL | Yes | St Helens, England | Production ver.A |  | NPS003017 | 2015-07-07
Plant & Switchgear | Remote Control Actuator | YSE Tyke Mk1 Retrofit | 11kV | Remote Control retrofit Actuator Kit | N/A | EPDL | Yes | St Helens, England | Production ver.B |  | NPS003017 | 2015-07-07
Plant & Switchgear | Remote Control Actuator | YSE FMS Mk1 Retrofit | 11kV | Remote Control retrofit Actuator Kit | N/A | EPDL | Yes | St Helens, England | Production ver.B |  | NPS003017 | 2015-07-07
Plant & Switchgear | Remote Control Actuator | ABB Safering / Safeplus | 20kV | Remote Control Actuator | N/A | ABB T&D | Yes | Skien, Norway |  | Internal fitment. NOT externally mounted. | NPS003017 | 2015-07-07
Plant & Switchgear | Remote Control Actuator | Lucy Sabre VRN2a | 11kV | Remote Control Actuator | N/A | Lucy Switchgear | Yes | Dubai, UAE. |  |  | NPS003017 | 2015-07-07
Plant & Switchgear | Remote Control Actuator | Lucy Sabre VRN24 | 20kV | Remote Control Actuator | N/A | Lucy Switchgear | Yes | Dubai, UAE. |  |  | NPS003017 | 2015-07-07
Plant & Switchgear | Remote Control Actuator | Long & Crawford J3/J4 Retrofit | 11kV | Remote Control Actuator | N/A | Lucy Electric | Yes | Thame, England | Hiwin LAM-2A-1-300-24E |  | NPS003017 | 2016-07-19
Plant & Switchgear | Remote Control Actuator | Long & Crawford T3/T4GF3 Retrofit | 11kV | Remote Control Actuator | N/A | Lucy Electric | Yes | Thame, England | HIWIN LAM-2A-1-100-24E | Available in DOUBLE or LEFT HAND or RIGHT HAND Options. | NPS003017 | 2016-07-19
Plant & Switchgear | Remote Control Actuator | Schneider Ringmaster RN2c / RN6c | 11kV | Remote Control Actuator | N/A | Schneider Electric | Yes |  |  |  | NPS003017 | 2015-07-07
Plant & Switchgear | Remote Control Actuator | Schneider Ringmaster SE6 | 11kV | Remote Control Actuator | N/A | Schneider Electric | Yes |  |  |  | NPS003017 | 2015-07-07
Plant & Switchgear | Remote Control Actuator | Schneider Ringmaster CE6 | 11kV | Remote Control Actuator | N/A | Schneider Electric | Yes |  |  |  | NPS003017 | 2015-07-07
Plant & Switchgear | Package SS | CC-TX+2500ACB+HV BOX | 11kV | 1600kVA, 11kV-433V, 3 phase, Cable Connected Style, Ground Mounted Tx with HV cable box and Close Coupled LV Cabinet with 2500A ACB only | 380460 | Schneider Electric | Yes | Istanbul, Turkey |  | Tier 2 TX's NOT YET approved | NPS/003/011 | 2021-10-01
Plant & Switchgear | Package SS | CC-TX+2500ACB+BLANK | 11kV | 1600kVA, 11kV-433V, 3 phase, Cable Connected Style, Ground Mounted Tx with HV blanking plate and Close Coupled LV Cabinet with 2500A ACB only | 380461 | Schneider Electric | Yes | Istanbul, Turkey |  | Tier 2 TX's NOT YET approved | NPS/003/011 | 2021-10-01
Plant & Switchgear | Distribution Transformer | CC+BLNK PLATE | 11kV | 500 kVA, 11kV-433V, 3 phase, Cable Connected Style, Ground Mount Tx. NO cable box on HV flange | 381092 | Kyte Powertech (CG Power) | Yes | Cavan, Ireland | 208-EM12545.0 (ZENNPG050011CC2) | Tier 2 TX's accepted as 19/02/24 | NPS/003/011 | 2024-07-01
Plant & Switchgear | Distribution Transformer | CC+BLNK PLATE | 11kV | 800 kVA, 11kV-433V, 3 phase, Cable Connected Style, Ground Mount Tx. NO cable box on HV flange | 381121 | Kyte Powertech (CG Power) | Yes | Cavan, Ireland | 210-EM12547.0 (ZENNPG080011CC2) | Tier 2 TX's accepted as 19/02/24 | NPS/003/011 | 2024-07-01
Plant & Switchgear | Distribution Transformer | CC+HV BOX | 11kV | 1000 kVA, 11kV-433V, 3 phase, Cable Connected Style, Ground Mount Tx. NO cable box on HV flange | 381125 | Kyte Powertech (CG Power) | Yes | Cavan, Ireland | 211-EM12549.0 (ZENNPG100011CC2) | Tier 2 TX's accepted as 19/02/24 | NPS/003/011 | 2024-07-01
Plant & Switchgear | Package SS | CC-TX+5W-LV+HV BOX | 20kV | 315kVA, 20kV-433V, 3 phase, Cable Connected Style, Ground Mounted Tx with Close Coupled 5-way LV Cabinet and HV cable box. | 380463 | Kyte Powertech (CG Power) | Yes | Cavan, Ireland | 206-EM12544.0 (ZENNPG031511CC2) | NPg - CG Power formally agreed design variant only. Tier 2 Version TX Approved from 03/09/21 | NPS/003/011 | 2021-09-08
Plant & Switchgear | Package SS | CC-TX+LV 800ACB+2W+HV BOX | 11kV | 500kVA, 11kV-433V, 3 phase, Cable Connected Style, Ground Mounted Tx with HV cable box and Close Coupled LV Cabinet with 800A ACB + 2 Fused Feederways | 380444 | Kyte Powertech (CG Power) | Yes | Cavan, Ireland | 208-EM12545.0 (ZENNPG050011CC2) | Tier 2 TX's accepted as 19/02/24 | NPS/003/011 | 2024-07-01
Plant & Switchgear | Package SS | CC-TX+LV 800ACB+2W only | 11kV | 500kVA, 11kV-433V, 3 phase, Cable Connected Style, Ground Mounted Tx with HV blanking plate and Close Coupled LV Cabinet with 800A ACB + 2 Fused Feederways | 380445 | Kyte Powertech (CG Power) | Yes | Cavan, Ireland | 208-EM12545.0 (ZENNPG050011CC2) | Tier 2 TX's accepted as 19/02/24 | NPS/003/011 | 2024-07-01
Plant & Switchgear | Package SS | CC-TX+LV-800ACB+HV BOX | 11kV | 500kVA, 11kV-433V, 3 phase, Cable Connected Style, Ground Mounted Tx with HV cable box and Close Coupled LV Cabinet with 800A ACB only | 380442 | Kyte Powertech (CG Power) | Yes | Cavan, Ireland | 208-EM12545.0 (ZENNPG050011CC2) | Tier 2 TX's accepted as 19/02/24 | NPS/003/011 | 2024-07-01
Plant & Switchgear | Package SS | CC-TX+LV 800ACB | 11kV | 500kVA, 11kV-433V, 3 phase, Cable Connected Style, Ground Mounted Tx with HV blanking plate and Close Coupled LV Cabinet with 800A ACB only | 380443 | Kyte Powertech (CG Power) | Yes | Cavan, Ireland | 208-EM12545.0 (ZENNPG050011CC2) | Tier 2 TX's accepted as 19/02/24 | NPS/003/011 | 2024-07-01
Plant & Switchgear | Package SS | CC-TX+LV-ACB800 | 20kV | 500kVA, 20kV-433V, 3 phase, Cable Connected Style, Ground Mounted Tx with Close Coupled LV Cabinet with 800A ACB only. Phase reversed | 380466 | Kyte Powertech (CG Power) | Yes | Cavan, Ireland | 208-EM11659.1 (ZENNPG050020CC2) | NPg - CG Power formally agreed design variant only. Tier 2 Version TX Approved from 01/08/22 | NPS/003/011 | 2022-08-01
Plant & Switchgear | Package SS | CC-TX+5W-LV+HV BOX | 11kV | 500kVA, 11kV-433V, 3 phase, Cable Connected Style, Ground Mounted Tx with HV cable box and Close Coupled 5-way LV Cabinet | 380438 | Kyte Powertech (CG Power) | Yes | Cavan, Ireland | 208-EM12545.0 (ZENNPG050011CC2) | NPg - CG Power formally agreed design variant only. Tier 1 only | NPS/003/011 | 2018-09-05
Plant & Switchgear | Package SS | CC-TX+5W-LV | 11kV | 500kVA, 11kV-433V, 3 phase, Cable Connected Style, Ground Mounted Tx with HV blanking plate and Close Coupled 5-way LV Cabinet | 380439 | Kyte Powertech (CG Power) | Yes | Cavan, Ireland | 208-EM12545.0 (ZENNPG050011CC2) | NPg - CG Power formally agreed design variant only. Tier 1 only | NPS/003/011 | 2018-09-05
Plant & Switchgear | Package SS | CC-TX+5W-LV | 20kV | 500kVA, 20kV-433V, 3 phase, Cable Connected Style, Ground Mounted Tx with Close Coupled 5-way LV Cabinet. Phase reversed. | 380464 | Kyte Powertech (CG Power) | Yes | Cavan, Ireland | 208-EM11659.1 (ZENNPG050020CC2) | NPg - CG Power formally agreed design variant only. Tier 2 Version TX Approved from 01/08/22 | NPS/003/011 | 2022-08-01
Plant & Switchgear | Package SS | CC-TX+7W-LV+HV BOX | 11kV | 500kVA, 11kV-433V, 3 phase, Cable Connected Style, Ground Mounted Tx with HV cable box and Close Coupled 7-way LV Cabinet | 380440 | Kyte Powertech (CG Power) | Yes | Cavan, Ireland | 208-EM12545.0 (ZENNPG050011CC2) | Tier 2 TX's accepted as 19/02/24 | NPS/003/011 | 2024-07-01
Plant & Switchgear | Package SS | CC-TX+7W-LV | 11kV | 500kVA, 11kV-433V, 3 phase, Cable Connected Style, Ground Mounted Tx with HV blanking plate and Close Coupled 7-way LV Cabinet | 380441 | Kyte Powertech (CG Power) | Yes | Cavan, Ireland | 208-EM12545.0 (ZENNPG050011CC2) | Tier 2 TX's accepted as 19/02/24 | NPS/003/011 | 2024-07-01
Plant & Switchgear | Package SS | CC-TX+7W-LV | 20kV | 500kVA, 20kV-433V, 3 phase, Cable Connected Style, Ground Mounted Tx with Close Coupled 7-way LV Cabinet. Phase reversed. | 380465 | Kyte Powertech (CG Power) | Yes | Cavan, Ireland | 208-EM11659.1 (ZENNPG050020CC2) | NPg - CG Power formally agreed design variant only. Tier 2 Version TX Approved from 01/08/22 | NPS/003/011 | 2022-08-01
Plant & Switchgear | Package SS | CC-TX+LV 1250ACB+2W+HV BOX | 11kV | 800kVA, 11kV-433V, 3 phase, Cable Connected Style, Ground Mounted Tx with HV cable box and Close Coupled LV Cabinet with 1250A ACB + 2 Fused Feederways | 380452 | Kyte Powertech (CG Power) | Yes | Cavan, Ireland | 210-EM12547.0 (ZENNPG080011CC2) | Tier 2 TX's accepted as 19/02/24 | NPS/003/011 | 2024-07-01
Plant & Switchgear | Package SS | CC-TX+LV 1250ACB+2W | 11kV | 800kVA, 11kV-433V, 3 phase, Cable Connected Style, Ground Mounted Tx with HV blanking plate and Close Coupled LV Cabinet with 1250A ACB + 2 Fused Feederways | 380453 | Kyte Powertech (CG Power) | Yes | Cavan, Ireland | 210-EM12547.0 (ZENNPG080011CC2) | Tier 2 TX's accepted as 19/02/24 | NPS/003/011 | 2024-07-01
Plant & Switchgear | Package SS | CC-TX+LV 1250ACB+2W | 20kV | 800kVA, 20kV-433V, 3 phase, Cable Connected Style, Ground Mounted Tx with Close Coupled LV Cabinet with 1250A ACB + 2 Fused Feederways. Phase reversed | 380471 | Kyte Powertech (CG Power) | Yes | Cavan, Ireland | 210-EM12548.0 (ZENNPG080020CC2) | NPg - CG Power formally agreed design variant only. Tier 2 Version TX Approved from 03/09/21 | NPS/003/011 | 2021-09-08
Plant & Switchgear | Package SS | CC-TX+LV 1250ACB+HV BOX | 11kV | 800kVA, 11kV-433V, 3 phase, Cable Connected Style, Ground Mounted Tx with HV cable box and Close Coupled LV Cabinet with 1250A ACB only | 380450 | Kyte Powertech (CG Power) | Yes | Cavan, Ireland | 210-EM12547.0 (ZENNPG080011CC2) | Tier 2 TX's accepted as 19/02/24 | NPS/003/011 | 2024-07-01
Plant & Switchgear | Package SS | CC-TX+LV 1250ACB+HV BOX | 11kV | 800kVA, 11kV-433V, 3 phase, Cable Connected Style, Ground Mounted Tx with HV blanking plate and Close Coupled LV Cabinet with 1250A ACB only | 380451 | Kyte Powertech (CG Power) | Yes | Cavan, Ireland | 210-EM12547.0 (ZENNPG080011CC2) | Tier 2 TX's accepted as 19/02/24 | NPS/003/011 | 2024-07-01
Plant & Switchgear | Package SS | CC-TX+LV 1250ACB+HV BOX | 20kV | 800kVA, 20kV-433V, 3 phase, Cable Connected Style, Ground Mounted Tx with Close Coupled LV Cabinet with 1250A ACB only. Phase reversed | 380470 | Kyte Powertech (CG Power) | Yes | Cavan, Ireland | 210-EM12548.0 (ZENNPG080020CC2) | NPg - CG Power formally agreed design variant only. Tier 2 Version TX Approved from 03/09/21 | NPS/003/011 | 2021-09-08
Plant & Switchgear | Package SS | CC-TX+5W-LV+HV BOX | 11kV | 800kVA, 11kV-433V, 3 phase, Cable Connected Style, Ground Mounted Tx with HV cable box and Close Coupled 5-way LV Cabinet | 380446 | Kyte Powertech (CG Power) | Yes | Cavan, Ireland | 210-EM12547.0 (ZENNPG080011CC2) | Tier 2 TX's accepted as 19/02/24 | NPS/003/011 | 2024-07-01
Plant & Switchgear | Package SS | CC-TX+5W-LV | 11kV | 800kVA, 11kV-433V, 3 phase, Cable Connected Style, Ground Mounted Tx with HV blanking plate and Close Coupled 5-way LV Cabinet | 380447 | Kyte Powertech (CG Power) | Yes | Cavan, Ireland | 210-EM12547.0 (ZENNPG080011CC2) | Tier 2 TX's accepted as 19/02/24 | NPS/003/011 | 2024-07-01
Plant & Switchgear | Package SS | CC-TX+5W-LV | 20kV | 800kVA, 20kV-433V, 3 phase, Cable Connected Style, Ground Mounted Tx with Close Coupled 5-way LV Cabinet. Phase reversed. | 380468 | Kyte Powertech (CG Power) | Yes | Cavan, Ireland | 210-EM12548.0 (ZENNPG080020CC2) | NPg - CG Power formally agreed design variant only. CG Power can confirm and provide GA drawings and datsheets. | NPS/003/011 | 2018-09-05
Plant & Switchgear | Package SS | CC-TX+7W-LV+HV BOX | 11kV | 800kVA, 11kV-433V, 3 phase, Cable Connected Style, Ground Mounted Tx with HV cable box and Close Coupled 7-way LV Cabinet | 380448 | Kyte Powertech (CG Power) | Yes | Cavan, Ireland | 210-EM12547.0 (ZENNPG080011CC2) | Tier 2 TX's accepted as 19/02/24 | NPS/003/011 | 2024-07-01
Plant & Switchgear | Package SS | CC-TX+7W-LV | 11kV | 800kVA, 11kV-433V, 3 phase, Cable Connected Style, Ground Mounted Tx with HV blanking plate and Close Coupled 7-way LV Cabinet | 380449 | Kyte Powertech (CG Power) | Yes | Cavan, Ireland | 210-EM12547.0 (ZENNPG080011CC2) | Tier 2 TX's accepted as 19/02/24 | NPS/003/011 | 2024-07-01
Plant & Switchgear | Package SS | CC-TX+7W-LV | 20kV | 800kVA, 20kV-433V, 3 phase, Cable Connected Style, Ground Mounted Tx with Close Coupled 7-way LV Cabinet. Phase reversed. | 380469 | Kyte Powertech (CG Power) | Yes | Cavan, Ireland | 210-EM12548.0 (ZENNPG080020CC2) | NPg - CG Power formally agreed design variant only. Tier 1 only | NPS/003/011 | 2018-09-05
Plant & Switchgear | Package SS | CC-TX+LV 1600ACB+2W+HV BOX | 11kV | 1000kVA, 11kV-433V, 3 phase, Cable Connected Style, Ground Mounted Tx with HV cable box and Close Coupled LV Cabinet with 1600A ACB + 2 Fused Feederways | 380458 | Kyte Powertech (CG Power) | Yes | Cavan, Ireland | 211-EM12549.0 (ZENNPG100011CC2) | Tier 2 TX's accepted as 19/02/24 | NPS/003/011 | 2024-07-01
Plant & Switchgear | Package SS | CC-TX+LV 1600ACB+2W | 11kV | 1000kVA, 11kV-433V, 3 phase, Cable Connected Style, Ground Mounted Tx with HV blanking plate and Close Coupled LV Cabinet with 1600A ACB + 2 Fused Feederways | 380459 | Kyte Powertech (CG Power) | Yes | Cavan, Ireland | 211-EM12549.0 (ZENNPG100011CC2) | Tier 2 TX's accepted as 19/02/24 | NPS/003/011 | 2024-07-01
Plant & Switchgear | Package SS | CC-TX+LV 1600ACB+2W | 20kV | 1000kVA, 20kV-433V, 3 phase, Cable Connected Style, Ground Mounted Tx with Close Coupled LV Cabinet with 1600A ACB + 2 Fused Feederways. Phase reversed | 380474 | Kyte Powertech (CG Power) | Yes | Cavan, Ireland | E80-EM12550.0 (ZENNPG100020CC2) | NPg - CG Power formally agreed design variant only. CG Power can confirm and provide GA drawings and datsheets. | NPS/003/011 | 2018-09-05
Plant & Switchgear | Package SS | CC-TX+LV 1600ACB+HV BOX | 11kV | 1000kVA, 11kV-433V, 3 phase, Cable Connected Style, Ground Mounted Tx with HV cable box and Close Coupled LV Cabinet with 1600A ACB only | 380456 | Kyte Powertech (CG Power) | Yes | Cavan, Ireland | 211-EM12549.0 (ZENNPG100011CC2) | Tier 2 TX's accepted as 19/02/24 | NPS/003/011 | 2024-07-01
Plant & Switchgear | Package SS | CC-TX+LV 1600ACB | 11kV | 1000kVA, 11kV-433V, 3 phase, Cable Connected Style, Ground Mounted Tx with HV blanking plate and Close Coupled LV Cabinet with 1600A ACB only | 380457 | Kyte Powertech (CG Power) | Yes | Cavan, Ireland | 211-EM12549.0 (ZENNPG100011CC2) | Tier 2 TX's accepted as 19/02/24 | NPS/003/011 | 2024-07-01
Plant & Switchgear | Package SS | CC-TX+LV 1600ACB | 20kV | 1000kVA, 20kV-433V, 3 phase, Cable Connected Style, Ground Mounted Tx with Close Coupled LV Cabinet with 1600A ACB only. Phase reversed. | 380473 | Kyte Powertech (CG Power) | Yes | Cavan, Ireland | E80-EM12550.0 (ZENNPG100020CC2) | NPg - CG Power formally agreed design variant only. CG Power can confirm and provide GA drawings and datsheets. | NPS/003/011 | 2018-09-05
Plant & Switchgear | Package SS | CC-TX+7W-LV+HV BOX | 11kV | 1000kVA, 11kV-433V, 3 phase, Cable Connected Style, Ground Mounted Tx with HV cable box and Close Coupled 7-way LV Cabinet | 380454 | Kyte Powertech (CG Power) | Yes | Cavan, Ireland | 211-EM12549.0 (ZENNPG100011CC2) | Tier 2 TX's accepted as 19/02/24 | NPS/003/011 | 2024-07-01
Plant & Switchgear | Package SS | CC-TX+7W-LV | 11kV | 1000kVA, 11kV-433V, 3 phase, Cable Connected Style, Ground Mounted Tx with HV blanking plate and Close Coupled 7-way LV Cabinet | 380455 | Kyte Powertech (CG Power) | Yes | Cavan, Ireland | 211-EM12549.0 (ZENNPG100011CC2) | Tier 2 TX's accepted as 19/02/24 | NPS/003/011 | 2024-07-01
Plant & Switchgear | Package SS | CC-TX+7W-LV | 20kV | 1000kVA, 20kV-433V, 3 phase, Cable Connected Style, Ground Mounted Tx with Close Coupled 7-way LV Cabinet. Phase reversed. | 380472 | Kyte Powertech (CG Power) | Yes | Cavan, Ireland | E80-EM12550.0 (ZENNPG100020CC2) | NPg - CG Power formally agreed design variant only. CG Power can confirm and provide GA drawings and datsheets. | NPS/003/011 | 2018-09-05
Plant & Switchgear | Package SS | CC-TX+9W-LV+HV BOX | 11kV | 1000kVA, 11kV-433V, 3 phase, Cable Connected Style, Ground Mounted Tx with HV cable box and Close Coupled 9-way LV Cabinet | 380476 | Kyte Powertech (CG Power) | Yes | Cavan, Ireland | 211-EM12549.0 (ZENNPG100011CC2) | Tier 2 TX's accepted as 19/02/24 | NPS/003/011 | 2024-07-01
Plant & Switchgear | Package SS | CC-TX+9W-LV | 11kV | 1000kVA, 11kV-433V, 3 phase, Cable Connected Style, Ground Mounted Tx with HV blanking plate and Close Coupled 9-way LV Cabinet | 380477 | Kyte Powertech (CG Power) | Yes | Cavan, Ireland | 211-EM12549.0 (ZENNPG100011CC2) | Tier 2 TX's accepted as 19/02/24 | NPS/003/011 | 2024-07-01
Plant & Switchgear | Package SS | CC-TX+9W-LV | 20kV | 1000kVA, 20kV-433V, 3 phase, Cable Connected Style, Ground Mounted Tx with Close Coupled 9-way LV Cabinet. Phase reversed | 380478 | Kyte Powertech (CG Power) | Yes | Cavan, Ireland | E80-EM12550.0 (ZENNPG100020CC2) | NPg - CG Power formally agreed design variant only. CG Power can confirm and provide GA drawings and datsheets. | NPS/003/011 | 2018-09-05
Plant & Switchgear | Package SS | CC-TX+LV 2500ACB+HV BOX | 11kV | 1600kVA, 11kV-433V, 3 phase, Cable Connected Style, Ground Mounted Tx with HV cable box and Close Coupled LV Cabinet with 2500A ACB only | 380460 | Kyte Powertech (CG Power) | Yes | Cavan, Ireland |  | NPg - CG Power formally agreed design variant only. Tier 1 only | NPS/003/011 | 2018-09-05
Plant & Switchgear | Package SS | CC-TX+LV 2500ACB | 11kV | 1600kVA, 11kV-433V, 3 phase, Cable Connected Style, Ground Mounted Tx with HV blanking plate and Close Coupled LV Cabinet with 2500A ACB only | 380461 | Kyte Powertech (CG Power) | Yes | Cavan, Ireland |  | NPg - CG Power formally agreed design variant only. Tier 1 only | NPS/003/011 | 2018-09-05
Plant & Switchgear | Package SS | CC-TX+LV 2500ACB | 20kV | 1600kVA, 20kV-433V, 3 phase, Cable Connected Style, Ground Mounted Tx with Close Coupled LV Cabinet with 2500A ACB only. Phase reversed | 380475 | Kyte Powertech (CG Power) | Yes | Cavan, Ireland |  | NPg - CG Power formally agreed design variant only. CG Power can confirm and provide GA drawings and datsheets. | NPS/003/011 | 2018-09-05
Plant & Switchgear | Package SS | UDE-TX+RMU+3W-LV | 11kV | UDE 315kVA Transformer + Ring Main Unit + 800A 3-Way Cabinet | 123075 | Kyte Powertech (CG Power) | Yes | Cavan, Ireland |  | NPg - CG Power formally agreed design variant only. Tier 2 Version TX Approved from 03/09/21 | NPS/003/011 | 2021-09-08
Plant & Switchgear | Package SS | UDE-TX+RMU+800ACB+2W | 11kV | UDE 500kVA Transformer + Ring Main Unit + 1600A Cabinet c/w 800A ACB + 2 x 630A Fuseway | 122697 | Kyte Powertech (CG Power) | Yes | Cavan, Ireland |  | NPg - CG Power formally agreed design variant only. Tier 2 Version TX Approved from 03/09/21 | NPS/003/011 | 2021-09-08
Plant & Switchgear | Package SS | UDE-TX+RMU+800ACB | 11kV | UDE 500kVA Transformer + Ring Main Unit + 800A ACB cabinet (bottom entry) | 123117 | Kyte Powertech (CG Power) | Yes | Cavan, Ireland |  | NPg - CG Power formally agreed design variant only. Tier 2 Version TX Approved from 03/09/21 | NPS/003/011 | 2021-09-08
Plant & Switchgear | Package SS | UDE-TX+RMU+5W-LV | 11kV | UDE 500kVA Transformer + Ring Main Unit + 1600A 5-Way Cabinet | 123109 | Kyte Powertech (CG Power) | Yes | Cavan, Ireland |  | NPg - CG Power formally agreed design variant only. Tier 2 Version TX Approved from 03/09/21 | NPS/003/011 | 2021-09-08
Plant & Switchgear | Package SS | UDE-TX+RMU+1600ACB+2W | 11kV | UDE 800kVA Transformer + Ring Main Unit + 1600A Cabinet c/w 1250A ACB + 2 x 630A Fuseway | 122838 | Kyte Powertech (CG Power) | Yes | Cavan, Ireland | 210-EM12527.0 | Tier 2 accepted as of 02/09/21 | NPS/003/011 | 2024-07-01
Plant & Switchgear | Package SS | UDE-TX+RMU+1250ACB | 11kV | UDE 800kVA Transformer + Ring Main Unit + 1250A ACB cabinet (bottom entry) | 123158 | Kyte Powertech (CG Power) | Yes | Cavan, Ireland | 210-EM12527.0 | Tier 2 accepted as of 02/09/21 | NPS/003/011 | 2024-07-01
Plant & Switchgear | Package SS | UDE-TX+RMU+5W-LV | 11kV | UDE 800kVA Transformer + Ring Main Unit + 1600A 5-Way Cabinet | 123141 | Kyte Powertech (CG Power) | Yes | Cavan, Ireland | 210-EM12527.0 | Tier 2 accepted as of 02/09/21 | NPS/003/011 | 2024-07-01
Plant & Switchgear | Package SS | UDE-TX+RMU+7W-LV | 11kV | UDE 800kVA transformer + Ring Main Unit + 1600A 7-Way Cabinet | 380264 | Kyte Powertech (CG Power) | Yes | Cavan, Ireland | 210-EM12527.0 | Tier 2 accepted as of 02/09/21 | NPS/003/011 | 2024-07-01
Plant & Switchgear | Package SS | UDE-TX+RMU+1600ACB+2W | 11kV | UDE 1000kVA Transformer + Ring Main Unit + 1600A Cabinet c/w 1600A ACB + 2 x 630A Fuseway | 122911 | Kyte Powertech (CG Power) | Yes | Cavan, Ireland | 211-EM12528.0 | Tier 2 accepted as of 02/09/21 | NPS/003/011 | 2024-07-01
Plant & Switchgear | Package SS | UDE-TX+RMU+1600ACB | 11kV | UDE 1000kVA Transformer + Ring Main Unit + 1600A ACB cabinet (bottom entry) | 123216 | Kyte Powertech (CG Power) | Yes | Cavan, Ireland | 211-EM12528.0 | Tier 2 accepted as of 02/09/21 | NPS/003/011 | 2024-07-01
Plant & Switchgear | Package SS | UDE-TX+RMU+5W-LV | 11kV | UDE 1000KVA Transformer + Ring Main Unit + 1600A 5-Way Cabinet | 123182 | Kyte Powertech (CG Power) | Yes | Cavan, Ireland | 211-EM12528.0 | Tier 2 accepted as of 02/09/21 | NPS/003/011 | 2024-07-01
Plant & Switchgear | Package SS | UDE-TX+RMU+7W-LV | 11kV | UDE 1000kVA transformer + Ring Main Unit + 1600A 7-Way Cabinet | 123224 | Kyte Powertech (CG Power) | Yes | Cavan, Ireland | 211-EM12528.0 | Tier 2 accepted as of 02/09/21 | NPS/003/011 | 2024-07-01
Plant & Switchgear | PM Transformer | Single Phase | 11kV | 25kVA -11000/250v: Single-Phase, 2Wire HV, 2 Wire LV Pole Mounted | 380934 | Kyte Powertech (CG Power) | Yes | Ireland |  | Supplier name updated to CG Power & changed to current supplier YES. 31/05/19 - AM | NPS/003/034 | 2019-05-31
Plant & Switchgear | PM Transformer | Single Phase | 11kV | 25kVA -11000/250v: Single-Phase, 2Wire HV, 2 Wire LV Pole Mounted | 380934 | ABB | Yes | Lodz, Poland | 1LPM007211A25 |  | NPS/003/034
Plant & Switchgear | PM Transformer | Split Phase | 11kV | 50kVA -11000/250v, Single Phase, 2 wire HV, 2 wire LV or 25kVA Split Phase 2 wire HV, 3 wire LV (250-0-250) Pole Mounted | 380915 | Kyte Powertech (CG Power) | Yes | Ireland |  | Supplier name updated to CG Power & changed to current supplier YES. 31/05/19 - AM | NPS/003/034 | 2019-05-31
Plant & Switchgear | PM Transformer | Split Phase | 11kV | 50kVA -11000/250v, Single Phase, 2 wire HV, 2 wire LV or 25kVA Split Phase 2 wire HV, 3 wire LV (250-0-250) Pole Mounted | 380915 | ABB | Yes | Lodz, Poland | 1LPM007411A50 |  | NPS/003/034
Plant & Switchgear | PM Transformer | Split Phase | 11kV | 100kVA -11000/250v, Single Phase, 2 wire HV, 2 wire LV or 50kVA Split Phase 2 wire HV, 3 wire LV (250-0-250) Pole Mounted | 380900 | Kyte Powertech (CG Power) | Yes | Ireland |  | Supplier name updated to CG Power & changed to current supplier YES. 31/05/19 - AM | NPS/003/034 | 2019-05-31
Plant & Switchgear | PM Transformer | Split Phase | 11kV | 100kVA -11000/250v, Single Phase, 2 wire HV, 2 wire LV or 50kVA Split Phase 2 wire HV, 3 wire LV (250-0-250) Pole Mounted | 380900 | ABB | Yes | Lodz, Poland | 1LPM007205A100 |  | NPS/003/034
Plant & Switchgear | PM Transformer | 3 Phase | 11kV | 50kVA – 11000/433v 3-Phase Pole Mounted | 381000 | Kyte Powertech (CG Power) | Yes | Ireland |  | Supplier name updated to CG Power & changed to current supplier YES. 31/05/19 - AM | NPS/003/034 | 2019-05-31
Plant & Switchgear | PM Transformer | 3 Phase | 11kV | 50kVA – 11000/433/250v 3-Phase Pole Mounted | 381000 | ABB | Yes | Lodz, Poland | 1LPM007058A50 |  | NPS/003/034
Plant & Switchgear | PM Transformer | 3 Phase | 11kV | 100kVA – 11000/433/250v 3-Phase Pole Mounted | 381015 | Kyte Powertech (CG Power) | Yes | Ireland |  | Supplier name updated to CG Power & changed to current supplier YES. 31/05/19 - AM | NPS/003/034 | 2019-05-31
Plant & Switchgear | PM Transformer | 3 Phase | 11kV | 100kVA – 11000/433/250 3-Phase Pole Mounted | 381015 | ABB | Yes | Lodz, Poland | TBA |  | NPS/003/034
Plant & Switchgear | PM Transformer | 3 Phase | 11kV | 200kVA – 11000/433/250v 3-Phase Pole Mounted | 381034 | Kyte Powertech (CG Power) | Yes | Ireland |  | Supplier name updated to CG Power & changed to current supplier YES. 31/05/19 - AM | NPS/003/034 | 2019-05-31
Plant & Switchgear | PM Transformer | 3 Phase | 11kV | 200kVA – 11000/433/250v 3-Phase Pole Mounted | 381034 | ABB | Yes | Lodz, Poland | TBA |  | NPS/003/034
Plant & Switchgear | PM Transformer | 3 Phase | 11kV | 315kVA – 11000/433/250v 3-phase Pole Mounted | 122481 | Kyte Powertech (CG Power) | Yes | Ireland |  | Supplier name updated to CG Power & changed to current supplier YES. 31/05/19 - AM | NPS/003/034 | 2019-05-31
Plant & Switchgear | Distribution Transformer | CC+HV BOX | 20kV | 315 kVA, 20kV-433V, 3 phase, Cable Connected Style, Ground Mount Tx. With cable box on HV flange. | 381770 | Schneider Electric Green Transfo | No | Istanbul, Turkey | DIM100D231103 | Tier 2 TX's accepted from 23/09/22 | NPS/003/011 | 2022-09-23
Plant & Switchgear | Distribution Transformer | CC+HV BOX | 20kV | 500 kVA, 20kV-433V, 3 phase, Cable Connected Style, Ground Mount Tx. With cable box on HV flange | 381799 | Schneider Electric Green Transfo | No | Istanbul, Turkey | DIM100D231104 | Tier 2 TX's accepted from 23/09/22 | NPS/003/011 | 2022-09-23
Plant & Switchgear | Distribution Transformer | CC+HV BOX | 20kV | 800 kVA, 20kV-433V, 3 phase, Cable Connected Style, Ground Mount Tx. With cable box on HV flange. | 381838 | Schneider Electric Green Transfo | No | Istanbul, Turkey | DIM100D231105 | Tier 2 TX's accepted from 23/09/22 | NPS/003/011 | 2022-09-23
Plant & Switchgear | Distribution Transformer | CC+HV BOX | 20kV | 1000 kVA, 20kV-433V, 3 phase, Cable Connected Style, Ground Mount Tx. With cable box on HV flange. | 381858 | Schneider Electric Green Transfo | No | Istanbul, Turkey | DIM100D231106 | Tier 2 TX's accepted from 23/09/22 | NPS/003/011 | 2022-09-23
Plant & Switchgear | Distribution Transformer | CC+HV BOX | 20kV | 1600 kVA, 20kV-433V, 3 phase, Cable Connected Style, Ground Mount Tx. With cable box on HV flange | 381875 | Schneider Electric Green Transfo | No | Istanbul, Turkey | DIM100D231107 | Tier 2 TX's accepted from 23/09/22 | NPS/003/011 | 2022-09-23
Plant & Switchgear | PM Transformer | 3 Phase | 11kV | 315kVA – 11000/433/250v 3-phase Pole Mounted | 122481 | ABB | Yes | Lodz, Poland | TBA |  | NPS/003/034
Plant & Switchgear | PM Transformer | Single Phase | 20kV | 16kVA: 20000/250v Single Phase Pole Mounted | 381602 | Kyte Powertech (CG Power) | Yes | Ireland |  | Supplier name updated from CG Power & changed to current supplier YES. 31/05/19 - AM | NPS/003/034 | 2019-05-31
Plant & Switchgear | PM Transformer | Single Phase | 20kV | 16kVA: 20000/250v Single Phase Pole Mounted | 381602 | ABB | Yes | Lodz, Poland | TBA |  | NPS/003/034
Plant & Switchgear | PM Transformer | Single Phase | 20kV | 25kVA -20000/250v: Single-Phase, 2Wire HV, 2 Wire LV Pole Mounted | 382056 | Kyte Powertech (CG Power) | Yes | Ireland |  | Supplier name updated from CG Power & changed to current supplier YES. 31/05/19 - AM | NPS/003/034 | 2019-05-31
Plant & Switchgear | PM Transformer | Single Phase | 20kV | 25kVA -20000/250v: Single-Phase, 2Wire HV, 2 Wire LV Pole Mounted | 382056 | ABB | Yes | Lodz, Poland | TBA |  | NPS/003/034
Plant & Switchgear | PM Transformer | Split Phase | 20kV | 50kVA -20000/250v, Single Phase, 2 wire HV, 2 wire LV or 25kVA Split Phase 2 wire HV, 3 wire LV (250-0-250) Pole Mounted | 382060 | Kyte Powertech (CG Power) | Yes | Ireland |  | Supplier name updated to CG Power & changed to current supplier YES. 31/05/19 - AM | NPS/003/034 | 2019-05-31
Plant & Switchgear | PM Transformer | Split Phase | 20kV | 50kVA -20000/250v, Single Phase, 2 wire HV, 2 wire LV or 25kVA Split Phase 2 wire HV, 3 wire LV (250-0-250) Pole Mounted | 382060 | ABB | Yes | Lodz, Poland | 1LPM007404A50 |  | NPS/003/034
Plant & Switchgear | PM Transformer | Split Phase | 20kV | 100kVA -20000/250v, Single Phase, 2 wire HV, 2 wire LV or 50kVA Split Phase 2 wire HV, 3 wire LV (250-0-250) Pole Mounted | 382075 | Kyte Powertech (CG Power) | Yes | Ireland |  | Supplier name updated to CG Power & changed to current supplier YES. 31/05/19 - AM | NPS/003/034 | 2019-05-31
Plant & Switchgear | PM Transformer | Split Phase | 20kV | 100kVA -20000/250v, Single Phase, 2 wire HV, 2 wire LV or 50kVA Split Phase 2 wire HV, 3 wire LV (250-0-250) Pole Mounted | 382075 | ABB | Yes | Lodz, Poland | 1LPM007205A100 |  | NPS/003/034
Plant & Switchgear | PM Transformer | 3 Phase | 20kV | 50kVA – 20000/433/250v 3-Phase Pole Mounted | 381689 | Kyte Powertech (CG Power) | Yes | Ireland |  | Supplier name updated to CG Power 31/05/19 - AM | NPS/003/034 | 2019-05-31
Plant & Switchgear | PM Transformer | 3 Phase | 20kV | 50kVA – 20000/433/250v 3-Phase Pole Mounted | 381689 | ABB | Yes | Lodz, Poland | 1LPM007098AA50 | Changed current supplier status to YES. 31/05/19 - AM | NPS/003/034 | 2019-05-31
Plant & Switchgear | PM Transformer | 3 Phase | 20kV | 100kVa: 20000/433/250v 3-Phase Pole Mounted | 381693 | Kyte Powertech (CG Power) | Yes | Ireland |  | Supplier name updated to CG Power 31/05/19 - AM | NPS/003/034 | 2019-05-31
Plant & Switchgear | PM Transformer | 3 Phase | 20kV | 100kVa: 20000/433/250v 3-Phase Pole Mounted | 381693 | ABB | Yes | Lodz, Poland | 1LPM007112A100 | Changed current supplier status to YES. 31/05/19 - AM | NPS/003/034 | 2019-05-31
Plant & Switchgear | PM Transformer | 3 Phase | 20kV | 200kVa: 20000/433v 3-Phase Pole Mounted | 381725 | Kyte Powertech (CG Power) | Yes | Ireland |  | Supplier name updated to CG Power 31/05/19 - AM | NPS/003/034 | 2019-05-31
Plant & Switchgear | PM Transformer | 3 Phase | 20kV | 200kVa: 20000/433v 3-Phase Pole Mounted | 381725 | ABB | Yes | Lodz, Poland | TBA | Changed current supplier status to YES. 31/05/19 - AM | NPS/003/034 | 2019-05-31
Plant & Switchgear | Switchgear | Distribution RMU | 11kV | RMU Non-Extensible - 250A Ring Main Unit with TLF. Lucy VRN2a THM0048120. Inc: Ring Sw actuator wiring, CTs & FPI on LHS, Ring Sw VPIS, 3 hole plates, CES4s, stud, SF6 alarm contact | 216060 | Lucy Electric | Yes | Dubai | THM0048120 |  | NPS/003/014 | 2015-09-30
Plant & Switchgear | Switchgear | Distribution RMU | 11kV | 11kV RMU Non Extensible 250A Ring Main Unit with FANOX SIA-C relay. Lucy VRN2a THM0048121. Inc: Ring Sw actuator wiring, CTs & FPI on LHS, Ring Sw VPIS, 3 hole plates, CES4s, stud, SF6 alarm contact | 103877 | Lucy Electric | Yes | Dubai | THM0048121 |  | NPS/003/014 | 2015-09-30
Plant & Switchgear | Switchgear | Distribution RMU | 11kV | 11kV Non-Extns 630A Lucy VRN6a RMU cw FANOX SIA-C relay.THM0048125. Pre-wired VPIS RSw's, SF6 alarm o/p, FPI & CTs on LHS.3 hole flat plates, CES4 glands, insltd studs. Excl: T cable box. | 380275 | Lucy Electric | Yes | Dubai | THM0048125 |  | NPS/003/014 | 2015-09-30
Plant & Switchgear | Switchgear | Distribution Metering Unit | 11kV | 11kV RMU - Metering Unit 200A Version1 - Lucy AMU 2-TC THM0048118 for VRN2A RMU. 2 x 100/50/5A CTs, 2 x VTs. Cable box on outgoing (1 hole & CES5). NOTE - EXCLUDES RMU! | 102483 | Lucy Electric | Yes | Thame, UK | THM0048118 |  | NPS/003/014 | 2015-09-30
Plant & Switchgear | Switchgear | Distribution Metering Unit | 11kV | 11kV RMU - Metering Unit 200A Version2 - Lucy THM0048119 for VRN2A RMU. 2 x 200/100/5A CTs, 2 x VTs. Cable box on outgoing (1 hole & CES5). NOTE - EXCLUDES RMU! | 216198 | Lucy Electric | Yes | Thame, UK | THM0048119 |  | NPS/003/014 | 2015-09-30
Plant & Switchgear | Switchgear | Distribution Metering Unit | 11kV | 11kV RMU - Metering Unit 630A - Lucy THM0048126 for VRN6A RMU. 2 x 400/200/5A CTs, 2 x VTs. Cable box on outgoing (1 hole & CES5). NOTE - EXCLUDES RMU! | 206434 | Lucy Electric | Yes | Thame, UK | THM0048126 |  | NPS/003/014 | 2015-09-30
Plant & Switchgear | Switchgear | Distribution Metering Unit | 11kV | 11kV RMU & Metering Assembly Vrs 1- 250A Relay prtcd.Lucy VRN2a Cpld AMU2-TC - THM0048123. 2 x 100/50/5A 0.5 CTs, 2 x VTs. Shunt trip. Cable boxes on Ring Sw (3 hole & CES4s) and on tee (1 hole & CES5). EXCLUDES metering panel. | 206457 | Lucy Electric | Yes | Dubai & Thame, UK | THM0048123 |  | NPS/003/014 | 2015-09-30
Plant & Switchgear | Switchgear | Distribution Metering Unit | 11kV | 11kV RMU & Metering Assembly - 630A Relay prtcd.Lucy VRN6a Cpld AMU6-TC - THM0048122. 2 x 400/200/5A 0.5 CTs, 2 x VTs. Shunt trip. Cable boxes on Ring Sw (3 hole & CES4s) and on tee (1 hole & CES5).EXCLUDES metering panel. | 216110 | Lucy Electric | Yes | Dubai & Thame, UK | THM0048122 | Error found in description for this item; corrected. | NPS/003/014 | 2015-09-30
Plant & Switchgear | Switchgear | Distribution RMU | 11kV | 11kV RMU Non-Extensible - 200A Ring Main Unit with TLF. Schneider RN2C-T1/21/RB0103853. Inc: Ring Sw actuator wiring, CTs & FPI on LHS, Ring Sw VPIS, 3 hole plates, CES4s, stud, SF6 alarm contact | 103853 | Schneider Electric | Obsolete | Leeds, England | RN2c-T1/21 / RB0103853 | Product obsolete. Replaced with NPg #103858 in Q4 2020. | NPS/003/014 | 2020-11-27
Plant & Switchgear | Switchgear | Distribution RMU | 11kV | 11kV RMU Non Extensible - 200A Ring Main Unit with VIP300 relay. Schneider RN2C-T2/21-RA0103861. Inc: Ring Sw actuator wiring, CTs & FPI on LHS, Ring Sw VPIS, 3 hole plates, CES4s, stud, SF6 alarm contact | 103861 | Schneider Electric | Obsolete | Leeds, England | RN2c-T2/21 / RA0103861 | Product obsolete. Replaced with NPg #103858 in Q4 2020. | NPS/003/014 | 2020-11-27
Plant & Switchgear | Switchgear | Distribution RMU | 11kV | 11kV RMU Non Extens - 630A Ring Main Unit with VIP300 relay. Schneider RN6C-T1/21. Inc: Ring Sw actuator wiring, CTs & FPI on LHS, Ring Sw VPIS, 3 hole plates, CES4s, stud, SF6 alarm contact. Excl: T cable box | 380263 | Schneider Electric | Obsolete | Leeds, England | RN6c-T1/21 | Product obsolete. Replaced with NPg #103900 in Q4 2020. | NPS/003/014 | 2020-11-27
Plant & Switchgear | Switchgear | Distribution RMU | 11kV | 11kV RMU Extensible - 200A TLF Ring Main Unit. Schneider RE2C-T1/21. Inc: actuator wiring, CTs & FPI on LHS Ring Sw, VPIS on both Ring Sw, 3 hole plates, CES4 glands, stud, SF6 alarm, BB ins end cap | 206212 | Schneider Electric | Obsolete | Leeds, England | RE2c-T1/21 | Product obsolete. Replaced with NPg #103904 in Q4 2020. | NPS/003/014 | 2020-11-27
Plant & Switchgear | Switchgear | Distribution Extended RMU | 11kV | 11kV Four Panel Switchboard - 200A TFL RMU & 630A CB with VIP 300 relay. Schneider RE2C-T1/21 cpld CE6-T8/21-CA0206422. Ring Sw & CE6 Inc: actuator wiring, CTs & FPI, VPIS, gland plates, CES4s, stud | 206422 | Schneider Electric | Obsolete | Leeds, England | RE2C-T1/21 CPLD TO CE6-T8/21 / CA0206422 | Product obsolete. Replaced with NPg #103910 in Q4 2020. | NPS/003/014 | 2020-11-27
Plant & Switchgear | Switchgear | Distribution RMU | 11kV | 11kV Four Panel Switchboard - 200A TLF RMU & 630A Sw. Schneider RE2C-T1/21 cpld to SE6-S2/21-C00380257 on frame. Ring Sw & SE6 Inc: actuator wiring, CTs & FPIs, VPIS, 3 hole plate & CES4s & earth stud | 380259 | Schneider Electric | Obsolete | Leeds, England | RE2C-T1/21 CPLD TO SE6-S2/21 / C00380257 | Product obsolete. Replaced with NPg #103914 in Q4 2020. | NPS/003/014 | 2020-11-27
Plant & Switchgear | Switchgear | Distribution RMU | 11kV | 11kV Four Panel Switchboard - 200A TLF RMU & 200A CB with VIP 300 relay. Schneider RE2C-T1/21 cpld CE2-T7/21-CA0206456. Ring Sw & SE6 Inc: actuator wiring, CTs/FPIs, VPIS, 3 hole plate & CES4s & stud | 206456 | Schneider Electric | Obsolete | Leeds, England | RE2C-T1/21 CPLD TO CE2-T7/21 / CA0206456 | Product obsolete. Replaced with NPg #103918 in Q4 2020. | NPS/003/014 | 2020-11-27
Plant & Switchgear | Switchgear | Distribution RMU | 11kV | 12kV Extensible Ringmain Unit (RMU) 200A CB Relay Protection 630A Ring Switches And Busbar 21kA Rating VIP Relay. |  | Schneider Electric | Obsolete | Leeds, England | RE2c-T2/21 | NOT ON CONTRACT - TLF Version is available RE2c-T1/21 (206212) | NPS/003/014 | 2020-11-27
Plant & Switchgear | Switchgear | Distribution Non-Extensible | 11kV | 12kV Non Extensible 200A CB Relay Protection 630A Busbar 21kA Rating. |  | Schneider Electric | Obsolete | Leeds, England | CN2-T1/21 | NOT ON CONTRACT - EXTENSIBLE VERSION AVAILABLE CE2-T1/21 (103366) | NPS/003/014 | 2020-11-27
Plant & Switchgear | Switchgear | Distribution Non-Extensible | 11kV | 12kV Non Extensible 200A CB TLF Protection 630A Busbar 21kA Rating. |  | Schneider Electric | Obsolete | Leeds, England | CN2-T6/21 | NOT ON CONTRACT | NPS/003/014 | 2020-11-27
Plant & Switchgear | Switchgear | Distribution Metering Unit | 11kV | 12kV Metering Unit Cts 50 / 25 / 5A 0.5s 7.5VA VT 11kV/110V 0.5 50VA 200A Busbar 16kA Rating. |  | Schneider Electric | Obsolete | Leeds, England | MU2-M1 | NOT ON CONTRACT | NPS/003/014 | 2020-11-27
Plant & Switchgear | Switchgear | Distribution Metering Unit | 11kV | 11kV RMU - Metering Unit 200A Version1 - Schneider MU-M2 for RN2c RMU. 2 x 100/50/5A class .05s CTs, 2 x VTs. Cable box on outgoing (1 hole & CES5). NOTE - EXCLUDES RMU! | 102488 (NOT ON CONTRACT) | Schneider Electric | Obsolete | Leeds, England | MU2-M2/16 TX | NOT ON CONTRACT. Product obsolete. Replaced with NPg #103980 in Q4 2020. | NPS/003/014 | 2020-11-27
Plant & Switchgear | Switchgear | Distribution Metering Unit | 11kV | 11kV RMU - Metering Unit 630A - Schneider MU6-N1/16 for RN6 RMU. 2 x 400/200/5A class 0.5s CTs, 2 x VTs. Cable box on outgoing (1 hole & CES5). NOTE - EXCLUDES RMU! | 206432 (NOT ON CONTRACT) | Schneider Electric | Obsolete | Leeds, England | MU6-N1/16 | NOT ON CONTRACT. Product obsolete. Replaced with NPg #103988 in Q4 2020. | NPS/003/014 | 2020-11-27
Plant & Switchgear | Switchgear | Distribution Metering Unit | 11kV | 11kV Generator Metering Unit - 200A G59 metering unit ONLY. For RMU coupling. V.1. Schneider MU2-M11/16. 2 x 100/50/5A 0.5s CTs, 3 VTs. Customer cable box 1 hole gland plate & CES5. EXCLUDES RMU. | 206206 | Schneider Electric | Obsolete | Leeds, England | MU2-M11/16 | Product obsolete. Replaced with NPg #104036 in Q4 2020. | NPS/003/014 | 2020-11-27
Plant & Switchgear | Switchgear | Distribution Metering Unit | 11kV | 11kV Generator Metering Unit - 630A G59 metering unit ONLY. For RMU coupling. V.2. Schneider MU6-N7/16. 2 x 400/200/5A 0.5s CTs,3 VTs. Customer cable box 1 hole gland plate & CES5. EXCLUDES RMU. | 216180 | Schneider Electric | Obsolete | Leeds, England | MU6-N7/16 | Product obsolete. Replaced with NPg #104044 in Q4 2020 now with 3 hole plates | NPS/003/014 | 2020-11-27
Plant & Switchgear | Switchgear | Distribution Metering Unit | 11kV | 11kV Generator Metering Unit - 630A G59 metering unit ONLY. For RMU coupling. V.2. Lucy AMU6-. 2 x 400/200/5A class 0.5 CTs,3 VTs. Customer cable box 1 hole gland plate & CES5. EXCLUDES RMU. | 216181 | Lucy Electric | Yes | Thame, UK | THM0049885 |  | NPS/003/014 | 2016-08-18
Plant & Switchgear | Switchgear | Distribution Metering Unit | 11kV | 11kV Customer Metering Unit - 200A metering unit ONLY. For RMU coupling. V.2. Schneider MU2-M3/16 FS. 2 x 200/100/5A 0.5s CTs, 2 x VTs. Cable boxes incoming (3 hole & CES4s), outgoing (1 hole & CES5). | 206209 | Schneider Electric | Obsolete | Leeds, England | MU2-M3/16 FS | Product obsolete. Replaced with NPg #104052 in Q4 2020 now with 3 hole plates | NPS/003/014 | 2020-11-27
Plant & Switchgear | Switchgear | Distribution Metering Unit | 11kV | 11kV Customer Metering Unit - 630A metering unit ONLY. For RMU coupling. V.2. Schneider MU6-N1/16 FS. 2 x 400/200/5A 0.5s CTs, 2 x VTs. . Cable boxes on in (3 hole & CES4s) and out (1 hole & CES5). | 206210 | Schneider Electric | Obsolete | Leeds, England | MU6-N1/16 FS | Product obsolete. Replaced with NPg #104056 in Q4 2020 now with 3 hole plates | NPS/003/014 | 2020-11-27
Plant & Switchgear | Switchgear | Distribution Metering Unit | 11kV | 11kV Customer Metering Unit - 200A metering unit ONLY. Freestanding V.1. Schneider MU2-M2/16 FS. 2 x 100/50/5A 0.5s, 2 x VTs. Cable boxes on incoming (3 hole & CES4s) and outgoing (1 hole & CES5) | 206208 | Schneider Electric | Obsolete | Leeds, England | MU2-M2/16 FS | Product obsolete. Replaced with NPg #104048 in Q4 2020 now with 3 hole plates | NPS/003/014 | 2020-11-27
Plant & Switchgear | Switchgear | Distribution Metering Unit | 11kV | 11kV Generator Metering Unit - 200A G59 metering unit ONLY. For RMU coupling. V.2. Schneider MU2-M12/16. 2 x 200/100/5A 0.5s CTs,3 VTs. Customer cable box 1 hole gland plate & CES5. EXCLUDES RMU. | 206207 | Schneider Electric | Obsolete | Leeds, England | MU2-M12/16 | Product obsolete. Replaced with NPg #104040 in Q4 2020 now with 3 hole plates | NPS/003/014 | 2020-11-27
Plant & Switchgear | Switchgear | Distribution Extensible | 11kV | 11kV Extensible Switchpanel - Bus Section Circuit Breaker 630A with VIP 300 relay. Schneider CE6-B5/2. Including: VPIS on both busbar circuits, pre-wired for actuator, SF6 gas gauge alarm wired. | 206202 | Schneider Electric | Obsolete | Leeds, England | CE6-B5/21 | Product obsolete. Replaced with NPg #103960 in Q4 2020 | NPS/003/014 | 2020-11-27
Plant & Switchgear | Switchgear | Distribution Extensible | 11kV | 11kV Extensible Switchpanel - Circuit Breaker 200A TFL. Schneider CE2-N44/21. Pre-wired for actuator. Inc: VPIS on feeder, 3 hole flat gland plate, 3 x CES4s, earth stud, SF6 gauge alarm wired. | 206421 | Schneider Electric | Obsolete | Leeds, England | CE2-N44/21 | Product obsolete. Replaced with NPg #103964 in Q4 2020 | NPS/003/014 | 2020-11-27
Plant & Switchgear | Switchgear | Distribution Extensible | 11kV | 11kV Extensible Switchpanel - Circuit Breaker 200A with VIP 300 relay. Schneider CE2-T12/21. Pre-wired for actuator. Inc: VPIS on feeder, flat gland plate, 3 x CES4s, stud, SF6 gauge alarm wired. | 103366 | Schneider Electric | Obsolete | Leeds, England | CE2-T12/21 | Product obsolete. Replaced with NPg #103968 in Q4 2020 | NPS/003/014 | 2020-11-27
Plant & Switchgear | Switchgear | Distribution Extensible | 11kV | 11kV Extensible Switchpanel - Circuit Breaker 630A with VIP 300 relay. Schneider CE6-T8/21. Pre-wired for actuator. Inc: VPIS on feeder, flat gland plate, 3 x CES4s, stud, SF6 gauge alarm wired. | 103499 | Schneider Electric | Obsolete | Leeds, England | CE6-T8/21 | Product obsolete. Replaced with NPg #103972 in Q4 2020 | NPS/003/014 | 2020-11-27
Plant & Switchgear | Switchgear | Distribution Extensible | 11kV | 11kV Extensible Switchpanel - Metering Bus-Section Circuit Breaker 630A. Schneider CE6-B3/21. Inc: VIP 300 relay, 400/200/5A CTs, 2 VTs, shunt trip, VPIS, SF6 alarm wired. No actuator pre-wire/FPI/CT | 206026 | Schneider Electric | Obsolete | Leeds, England | CE6-B3/21 | Product obsolete. Replaced with NPg #104036 in Q4 2020 | NPS/003/014 | 2020-11-27
Plant & Switchgear | Switchgear | Distribution Extensible | 11kV | 11kV Extensible Switchpanel - Metered Circuit Breaker 200A V1. Schneider CE2-N91/21. Inc: VIP 300 relay, 100/50/5A CTs, 2 VTs, shunt trip, 2 x VPIS, SF6 alarm wired. No actuator pre-wire/FPI/CT | 206203 | Schneider Electric | Obsolete | Leeds, England | CE2-N91/21 | Product obsolete. Replaced with NPg #104000 in Q4 2020 | NPS/003/014 | 2020-11-27
Plant & Switchgear | Switchgear | Distribution Extensible | 11kV | 11kV Extensible Switchpanel - Metered Circuit Breaker 200A V2. Schneider CE2-T3/21-DA0103465. Inc: VIP 300, 200/100/5A CTs, 2 VTs, shunt trip, 2 x VPIS, SF6 alarm wired. No actuator pre-wire/FPI/CT | 103465 | Schneider Electric | Obsolete | Leeds, England | CE2-T3/21 / DA0103465 | Product obsolete. Replaced with NPg #104008 in Q4 2020 | NPS/003/014 | 2020-11-27
Plant & Switchgear | Switchgear | Generator Metering CB | 11kV | G59 Generator Metering Bus Section CB 630A. CE6-N73/21. 2 x 400/200/5, 15VA 0.5s CTs, 3 x VTs, 11,000/110 V, Class 1, 100VA, V rated 1.2 cont / 1.9 for 30s. Shunt Trip, Excludes metering panel. | (NOT ON CONTRACT) | Schneider Electric | Obsolete | Leeds, England | CE6-N73/21 | Product obsolete. Replacement under review | NPS/003/014 | 2020-11-27
Plant & Switchgear | Switchgear | Generator Metering CB | 11kV | G59 Generator Metering CB 200A. CE2-N91/21. 2 x 100/50/5, 15VA 0.5s CTs, 3 x VTs, 11,000/110 V, Class 1, 100VA, V rated 1.2 cont / 1.9 for 30s. Shunt Trip, HV Cble bx, single hole gland plate and glands. NOT pre-wired for actuator or FPI | (NOT ON CONTRACT) | Schneider Electric | Obsolete | Leeds, England | CE2-N91/21 | Product obsolete. Replacement under review | NPS/003/014 | 2020-11-27
Plant & Switchgear | Switchgear | Generator Metering CB | 11kV | G59 Generator Metering CB 630A. CE6-T24/21 2 x 400/200/5 15VA 0.5s CTs, 3 x VT's 11,000/110 Class 1 100VA V rated 1.2 cont / 1.9 for 30s Shunt Trip, HV Cble bx single hole gland plate and glands, etc. NOT pre-wired for actuator or FPI | (NOT ON CONTRACT) | Schneider Electric | Obsolete | Leeds, England | CE6-T24/21 | Product obsolete. Replacement under review | NPS/003/014 | 2020-11-27
Plant & Switchgear | Switchgear | Generator Metering Assembly | 11kV | 11kV Generator Metering Assembly - 200A G59. V.1. Schneider RN2c-T1/21 RMU TFL protection, cpld to MU2-M11/16. 2 x 100/50/5A 0.5s CTs, 3 x VTs. Shunt trip. 1 & 3 hole plates, Actuator wired, CTs & FPI | 206204 | Schneider Electric | Obsolete | Leeds, England | RN2c-T1/21 cpld to MU2-M11/16 | Product obsolete. Replaced by 104020 in Q4 2020 | NPS/003/014 | 2021-09-08
Plant & Switchgear | Switchgear | Generator Metering Assembly | 11kV | 11kV Generator Metering Assembly - 200A G59. V.2. Schneider RN2c-T1/21 RMU TFL protection, cpld MU2-M12/16. 2 x 200/100/5A 0.5s CTs, 3 x VTs. Shunt trip. 1 & 3 hole plates, Actuator wired, CTs & FPI | 206205 | Schneider Electric | Obsolete | Leeds, England | RN2c-T1/21 cpld to MU2-M12/16 | Product obsolete. Replaced by 104024 in Q4 2020 | NPS/003/014 | 2021-09-08
Plant & Switchgear | Switchgear | Generator Metering Assembly | 11kV | 11kV Generator Metering Assembly - 630A G59. Schneider RN6c-T1/21 RMU VIP300, cpld to MU6-N7/16. 2 x 400/200/5A 0.5s CTs, 3 x VTs. Shunt trip. 1 & 3 hole plates, Actuator wired, LHS Ring Sw CTs & FPI | 216100 | Schneider Electric | Obsolete | Leeds, England | RN6C-T1/21 CPLD TO MU6-N7/16 | Product obsolete. Replaced with NPg #104028 in Q4 2020 | NPS/003/014 | 2015-09-30
Plant & Switchgear | Switchgear | Distribution Extensible | 11kV | 11kV Extensible Switchpanel - Metered Circuit Breaker 200A V1. Schneider CE6-T5/21-DA0103523. Inc: VIP 300, 400/200/5A CTs, 2 VTs, shunt trip, 2 x VPIS, SF6 alarm wired. No actuator pre-wire/FPI/CT | 103523 | Schneider Electric | Obsolete | Leeds, England | CE6-T5/21 / DA0103523 | Product obsolete. Replaced with NPg #104004 in Q4 2020 | NPS/003/014 | 2015-09-30
Plant & Switchgear | Switchgear | Distribution Extensible | 11kV | 11kV Extensible Switchpanel - Circuit Breaker 200A with VIP 300 relay. Schneider CE2-T12/21. Pre-wired for actuator. Inc: VPIS on feeder, flat gland plate, 3 x CES4s, stud, SF6 gauge alarm wired. | 103366 | Schneider Electric | Obsolete | Leeds, England | CE2-T2/21 | Product obsolete. Replaced with NPg #103968 in Q4 2020 | NPS/003/014 | 2015-09-30
Plant & Switchgear | Switchgear | Distribution Extensible | 11kV | 11kV Extensible Switchpanel - Busbar Earthing Switch. Schneider SE6 E1/21. 21kA rated switching device to earth the busbars. Including: SF6 gas gauge alarm wired to marshalling box | 103713 | Schneider Electric | Yes | Leeds, England | SE6-E1/21 | NO change in 2020 | NPS/003/014 | 2015-09-30
Plant & Switchgear | Switchgear | Distribution Extensible | 11kV | 11kV Extensible Switchpanel - Switch Disconnector 630A. Schneider SE6-S2/21-D0SE6S2YE. Pre-wired for actuator. Inc: VPIS on feeder, flat gland plate, 3 x CES4s, earth stud, SF6 gauge alarm wired. | 103796 | Schneider Electric | Obsolete | Leeds, England | SE6-S2/21 / D0SE6S2YE | Number obsolete. Replaced with NPg #104012 with new VPIS in Q4 2020. The same product otherwise | NPS/003/014 | 2015-09-30
Plant & Switchgear | Switchgear | Distribution RMU with Metering Unit | 11kV | 11kV RMU & Metering Assembly Vrs 2- 200A Relay prtcd Schneider RN2c-T2/21 Cpld MU2-M3/CA00YEDL2.. 2 x 200/100/5A 0.5s CTs, 2 x VTs. Shunt trip. Cable boxes on Ring Sw (3 hole & CES4s) and on tee (1 hole & CES5).EXCLUDES metering panel. | 216103 | Schneider Electric | Obsolete | Leeds, England | RN2C-T2/21 CPLD TO MU2-M3 / CA00YEDL2 | Product obsolete. Replaced with NPg #103992 in Q4 2020 | NPS/003/014 | 2015-09-30
Plant & Switchgear | Switchgear | Indoor Extensible | 33kV | 36kV Indoor Extensible Circuit Breaker 630A 25ka |  | Schneider Electric | No | Regensberg, Germany | WS
Plant & Switchgear | Switchgear | Indoor Extensible | 33kV | 36kV Indoor Extensible Circuit Breaker 1250A 25ka |  | Schneider Electric | No | Regensberg, Germany | WS | 1250A Feeder 2000A Incomer 2000A Busbars 25kA
Plant & Switchgear | Switchgear | Indoor Extensible | 33kV | 36kV Indoor Extensible Circuit Breaker 2500A 25kA |  | Schneider Electric | No | Regensberg, Germany | WS | 1250A Feeder 2500A Incomer 2500A Busbars 25kA Fan cooled Busbars
Plant & Switchgear | Switchgear | Indoor Extensible | 33kV | 36kV Indoor Extensible Circuit Breaker 1250A 25ka |  | Schneider Electric | No | Bergamo, Italy | GM6 | 1250/2000A circuit breakers 2500A Busbars 25kA X/R =18
Plant & Switchgear | Switchgear | Indoor Extensible | 33kV | 36kV Indoor Extensible Circuit Breaker 2000A 25kA |  | Schneider Electric | No | Bergamo, Italy | GM6 | 1250/2000A circuit breakers 2500A Busbars 25kA X/R =18
Plant & Switchgear | Switchgear | Indoor Extensible | 33kV | 36kV Indoor Extensible Circuit Breaker 2500A 25kA |  | Schneider Electric | No | Bergamo, Italy | GM6 | 1250/2000A circuit breakers 2500A Busbars 25kA X/R =18
Plant & Switchgear | Switchgear | Indoor Extensible | 33kV | 36kV Indoor Package Circuit Breaker 1250A |  | Schneider Electric | No | Bilbao, Spain | CBGS 0 | 630A / 1250A circuit breakers 1250A Busbars 25kA
Plant & Switchgear | Switchgear | Indoor Extensible | 33kV | 36kV Indoor Extensible Circuit Breaker Feeder panel 1250A Transformer panel 2500A 31.5kA/40kA |  | Siemens | Yes | Frankfurt, Germany | 8DA 10 | ENA variants assessed: 24kV & 36kV; 25kA 31.5kA & 40kA 1250A, 2000A& 2500A feeders; 2000A & 2500A incomers; 1250A, 2000A & 2500A Bus-sections; With 2000A & 3150A busbars Busbar earthing switch Busbar voltage transformer Motorised disconnector NPg assessed: VT disconnecting facility and test socket disconnecting facility located in the lower front panel. | NPS/003/004 | 2023-03-09
Plant & Switchgear | Switchgear | Indoor Extensible | 33kV | 36kV Indoor Extensible Circuit Breaker 2000A 31.5kA. |  | Siemens | No | Frankfurt, Germany | NX Plus 'V1.0' | ENA variants assessed: Single busbar SF6 insulated with vacuum interrupters (1250A and 2000A) 3 position disconnector (manual and motorised operation) Rated short circuit breaking current 31.5kA
Plant & Switchgear | Switchgear | Fault Thrower | 33kV | Fault Thrower. |  | FKI | No | Rochdale, England | FKI Horizon | Outdoor rated, freestanding, cable connected, fully insulated and screened primary conductors. Based on Hawker Sidley Horizon circuit breaker
Plant & Switchgear | Switchgear | Fault Thrower | 33kV | Outdoor, Transformer Tank Mounted Fault Thrower |  | Areva | No | Stafford, England | ELK 04 - 72.5
Plant & Switchgear | Switchgear | Indoor Extensible | 33kV | 25kA 1250A Indoor GIS SF6 Insulated vacuum circuit breaker, bus section and non-auto circuit breaker |  | Ormazabal | No | Bilbao, Spain | CPG.0
Plant & Switchgear | Switchgear | GIS | 66kV | 72.5kV Indoor GIS Switchgear 2500A 40kA @ X/R= 14 |  | ABB | No | Manheim, Germany | ELK 04 - 72.5 | Recommendation Paper WRL- 14
Plant & Switchgear | Switchgear | GIS | 66kV | 72.5kV Indoor GIS Switchgear 2500A 40kA @ X/R= 14 |  | Alstom Grid | No | Oberentfelden, Switzerland | F35–72.5
Plant & Switchgear | Switchgear | GIS | 66kV | 72.5kV Indoor GIS Switchgear 2500A 40kA @ X/R= 14 |  | Siemens | No | Berlin, Germany | 8DN8 11 – 72.5 | Product assessment recommendation paper 620. ENA assesses version only.
Plant & Switchgear | Switchgear | GIS | 66kV | 72.5kV Outdoor Integrated GIS switchgear 2500A 40kA @ X/R= 14 |  | ABB | No | Lodi, Italy | PASS M00
Plant & Switchgear | Switchgear | Primary Switchgear | 66kV | 72.5kV Dead Tank Circuit Breaker 2500A 31.5kA |  | Alstom Grid | No | Kassel, Germany | DT1-72.5
Plant & Switchgear | Switchgear | Primary Switchgear | 66kV | 72.5kV Dead Tank Circuit Breaker 2500A 31.5kA |  | Siemens | No | Berlin, Germany | 3AP1-DT 72.5 | 25kA @ X/R = 55
Plant & Switchgear | Switchgear | Primary Switchgear | 66kV | 72.5 kV Disconnector 1250A and 2000A 25 kA. |  | Alstom Grid | No | Kassel, Germany | S2DA-72.5 | Preferred option - Single centre break isolator. Motor mech: EAF Manual mech: HAC
Plant & Switchgear | Switchgear | Primary Switchgear | 66kV | 72.5 kV Disconnector 1250A and 2000A 25 kA. |  | Alstom Grid | No | Kassel, Germany | S3C 72.5 | Double break isolator available for sites where electrical clearances are restricted. EMAT 2000 motor drive. CS100 or HA30 Manual Drive
Plant & Switchgear | Switchgear | Primary Switchgear | 66kV | 72.5 kV Centre-Break Disconnector 1600A-2500A 40kA |  | Hapam | No | Bunshoten, Holland | SB111- AM - 72.5 | Manual drive for DS and ES or Motor Mech: EAF
Plant & Switchgear | Switchgear | Primary Switchgear | 66kV | 72.5 kV Double -Break Disconnector 1600A-2500A 40kA |  | Hapam | No | Bunshoten, Holland | SB11- AM - 72.5 | Manual drive for DS and ES or Motor Mech: MAC
Plant & Switchgear | Switchgear | Primary Switchgear | 66kV | 72.5 Disconnector 1250A and 2000A 31.5kA |  | Siemens | No | Essen, Germany | ZBF-072 | Mech: MA-6
Plant & Switchgear | Switchgear | GIS | 132kV | 145kV Outdoor Integrated GIS switchgear 2500A 40kA |  | ABB | No | Lodi, Italy | PASS M0 | Recommendation paper 618. AIS versions only
Plant & Switchgear | Switchgear | GIS | 132kV | 145kV Indoor GIS Switchgear 3150A 40kA |  | Siemens | No | Berlin, Germany | 8DN8 II | Product Assessment Recommendation Paper 620: ENA assessed versions only
Plant & Switchgear | Switchgear | GIS | 132kV | 145kV Indoor GIS Switchgear 2500A 40kA @ X/R= 14 |  | GE Grid Solutions | No | Oberentfelden, Switzerland | F35–145 | 145kV Indoor GIS Switchgear 2500A 40kA @ X/R= 14
Plant & Switchgear | Switchgear | Primary Switchgear | 132kV | 145kV Live Tank Circuit Breaker 3150A 31.5kA |  | ABB | Yes | Ludvika, Sweden | LTB 145 D1/3 | Assessed under legacy process: (Stella North: 2001)
Plant & Switchgear | Switchgear | GIS | 132kV | 145kV GIS Circuit Breaker 2500A 31.5kA |  | ABB | Yes | Manheim, Germany | ELK - 04 | Recommendation Paper WRL-14
Plant & Switchgear | Switchgear | Primary Switchgear | 132kV | 145kV Dead Tank Circuit Breaker 3150A 40kA |  | Alstom Grid | Yes | Kassel, Germany | DT1-145 | Assessed under legacy process. (Elland: 2001) ENA NOC 1028
Plant & Switchgear | Switchgear | Primary Switchgear | 132kV | 145kV Dead Tank Circuit Breaker 3150A 40kA |  | Alstom Grid | Yes | Charlroi, USA | DT1-145-F1-FK3-1 | ENA NOC 1081
Plant & Switchgear | Switchgear | Primary Switchgear | 132kV | 145kV Live tank Circuit Breaker 2000A 25kA. |  | Alstom Grid | Yes | Stafford, England | FX 11 | Assessed under legacy process: (Stella North: 2001)
Plant & Switchgear | Switchgear | Primary Switchgear | 132kV | 145kV Dead Tank Circuit Breaker 2000A 31.5kA. |  | Alstom Grid | Yes | Stafford, England | HF 1012 | Assessed under legacy process: (Keighley: 1996)
Plant & Switchgear | Switchgear | Primary Switchgear | 132kV | 145kV Dead Tank CB 3150A 31.5kA |  | Siemens | Yes | Berlin, Germany | 3AP1-DT 145 | Recommendation Paper 45.7671
Plant & Switchgear | Switchgear | Primary Switchgear | 132kV | 145kV Live Tank Circuit Breaker 2000A 25kA. |  | Siemens | Yes | Berlin, Germany | 3AQ1-FG | Assessed under legacy process: (Malton: 1996)
Plant & Switchgear | Switchgear | Primary Switchgear | 132kV | 145kV Disconnector 1250A/2000A 25kA |  | Alstom Grid | Yes | Italy | S2DA -145 | Preferred option - Single centre break isolator. Motor mech: EAF Manual mech: HAC
Plant & Switchgear | Switchgear | Primary Switchgear | 132kV | 145kV Disconnector 1250A @ 2000A (RCP) |  | Alstom Grid | Yes | Italy | S3C-145 | Double break isolator available for sites where electrical clearances are restricted. EMAT 2000 motor drive. CS100 or HA30 Manual Drive
Plant & Switchgear | Switchgear | Primary Switchgear | 132kV | 145kV Disconnector 2500A 40kA (RCP) |  | Hapam | Yes | Bunshoten, Holland | SSB11 – AM -145 | Motor Mech: EAF Manual Mech: HAC
Plant & Switchgear | Switchgear | Primary Switchgear | 132kV | 145kV Disconnector 1250A/2000A 31.5kA RCP |  | Siemens | Yes | Essen, Germany | ZBF2 - 145 | Motor Mech MA-6
Plant & Switchgear | Switchgear | Primary Switchgear | 11kV | 17.5kV Indoor Extensible Circuit Breaker 800-Amp 25kA @ X/R = 14 |  | Areva | Yes | Villeurbanne, France | Visax S
Plant & Switchgear | Switchgear | Primary Switchgear | 11kV | 17.5kV Indoor Bus Section Circuit Breaker 800-Amp 25kA @ X/R = 14 |  | Areva | Yes | Villeurbanne, France | Visax S
Plant & Switchgear | Switchgear | Primary Switchgear | 11kV | 17.5kV Indoor Busbar Earth Switch 800-Amp 25kA @ X/R = 14 |  | Areva | Yes | Villeurbanne, France | Visax S
Plant & Switchgear | Switchgear | Primary Switchgear | 11kV | 17.5kV Indoor Extensible Circuit Breaker 1250-Amp 25kA @ X/R = 14 |  | Areva | Yes | Villeurbanne, France | Visax S
Plant & Switchgear | Switchgear | Primary Switchgear | 11kV | 17.5kV Indoor Bus Section Circuit Breaker 1250-Amp 25kA @ X/R = 14 |  | Areva | Yes | Villeurbanne, France | Visax S
Plant & Switchgear | Switchgear | Primary Switchgear | 11kV | 17.5kV Indoor Busbar Earth Switch 1250-Amp 25kA @ X/R = 14 |  | Areva | Yes | Villeurbanne, France | Visax S
Plant & Switchgear | Switchgear | Primary Switchgear | 11kV | 17.5kV Indoor Extensible Circuit Breaker 2000-Amp 25kA @ X/R = 14 |  | Areva | Yes | Villeurbanne, France | Visax S
Plant & Switchgear | Switchgear | Primary Switchgear | 11kV | 17.5kV Indoor Bus Section Circuit Breaker 2000-Amp 25kA @ X/R = 14 |  | Areva | Yes | Villeurbanne, France | Visax S
Plant & Switchgear | Switchgear | Primary Switchgear | 11kV | 17.5kV Indoor Busbar Earth Switch 2000-Amp 25kA @ X/R = 14 |  | Areva | Yes | Villeurbanne, France | Visax S
Plant & Switchgear | Switchgear | Primary Switchgear | 11kV | 17.5kV Indoor Extensible Circuit Breaker. 1000-Amp 25kA @ X/R = 15 |  | Siemens | Yes | Frankfurt, Germany | NX Plus C
Plant & Switchgear | Switchgear | Primary Switchgear | 11kV | 17.5kV Indoor Bus section Circuit Breaker. 1000-Amp 25kA @ X/R = 15 |  | Siemens | Yes | Frankfurt, Germany | NX Plus C
Plant & Switchgear | Switchgear | Primary Switchgear | 11kV | 17.5kV Indoor Extensible Circuit Breaker. 1250-Amp 25kA @ X/R = 15 |  | Siemens | Yes | Frankfurt, Germany | NX Plus C
Plant & Switchgear | Switchgear | Primary Switchgear | 11kV | 17.5kV Indoor Bus section Circuit Breaker. 1250-Amp 25kA @ X/R = 15 |  | Siemens | Yes | Frankfurt, Germany | NX Plus C
Plant & Switchgear | Switchgear | Primary Switchgear | 11kV | 12kV Indoor Extensible Withdrawable Circuit Breaker 630-Amp 25kA |  | Eaton | Yes | Hangelo, Netherlands | W-Vac
Plant & Switchgear | Switchgear | Primary Switchgear | 11kV | 12kV Indoor Extensible Withdrawable Circuit Breaker 1250-Amp 25kA |  | Eaton | Yes | Hangelo, Netherlands | W-Vac
Plant & Switchgear | Switchgear | Primary Switchgear | 11kV | 12kV Indoor Extensible Withdrawable Circuit Breaker 2000-Amp 25kA |  | Eaton | Yes | Hangelo, Netherlands | W-Vac
Plant & Switchgear | Switchgear | Primary Switchgear | 11kV | 12kV Extensible 2000A Transformer Circuit Breaker |  | FKI | Yes | Blackwood, Wales | Eclipse. Panel type GD1
Plant & Switchgear | Switchgear | Primary Switchgear | 11kV | 12kV Extensible 2000A. Bus Section Circuit Breaker 25kA Rating 2000A Busbar 25kA Rating. |  | FKI | Yes | Blackwood, Wales | Eclipse. Panel type GD2
Plant & Switchgear | Switchgear | Primary Switchgear | 11kV | 12kV Extensible 630A. IDMT Circuit Breaker 2000A Busbar 25kA Rating. |  | FKI | Yes | Blackwood, Wales | Eclipse. Panel type GD3
Plant & Switchgear | Switchgear | Primary Switchgear | 11kV | 12kV Extensible 630A. IDMT Circuit Breaker 2000A Busbar 25kA Rating. |  | FKI | Yes | Blackwood, Wales | Eclipse. Panel type GD3
Plant & Switchgear | Switchgear | Primary Switchgear | 11kV | 12kV Extensible 630A IDMT/SEF And Auto Reclose Circuit Breaker 2000A Busbar 25kA Rating. |  | FKI | Yes | Blackwood, Wales | Eclipse. Panel type GD5
Plant & Switchgear | Switchgear | Primary Switchgear | 11kV | 12kV Extensible 630A. IDMT Circuit Breaker 2000A Busbar 25kA Rating. |  | FKI | Yes | Blackwood, Wales | Eclipse. Panel type GD3
Plant & Switchgear | Switchgear | Primary Switchgear | 11kV | 12kV Extensible 630A. IDMT/SEF Circuit Breaker 2000A Busbar 25kA Rating. |  | FKI | Yes | Blackwood, Wales | Eclipse. Panel type GD4
Plant & Switchgear | Switchgear | Primary Switchgear | 11kV | 12kV Extensible 630A Solkor/IDMT 2000A Busbar 25kA Rating. |  | FKI | Yes | Blackwood, Wales | Eclipse. Panel type GD6
Plant & Switchgear | Switchgear | Primary Switchgear | 11kV | 12kV Indoor Extensible Circuit Breaker 630-Amp 25k @ X/R=1 4 |  | Schneider Electric | Yes | Leeds, England | Genie Evo Type VC6
Plant & Switchgear | Switchgear | Primary Switchgear | 11kV | 12kV Indoor Extensible Circuit Breaker 1250-Amp 25k @ X/R=1 4 |  | Schneider Electric | Yes | Leeds, England | Genie Evo Type VC12
Plant & Switchgear | Switchgear | Primary Switchgear | 11kV | 12kV Indoor Extensible Bus Section Circuit Breaker 630-Amp 25k @ X/R=1 4 |  | Schneider Electric | Yes | Leeds, England | Genie Evo Type VB6
Plant & Switchgear | Switchgear | Primary Switchgear | 11kV | 12kV Indoor Extensible Bus Section Circuit Breaker 1250-Amp 25k @ X/R=1 4 |  | Schneider Electric | Yes | Leeds, England | Genie Evo Type VB12
Plant & Switchgear | Switchgear | Primary Switchgear | 11kV | 12kV Indoor Busbar End Box 1250-Amp |  | Schneider Electric | Yes | Leeds, England | Genie Evo Type BBVT
Plant & Switchgear | Switchgear | Primary Switchgear | 20kV | 24kV Indoor Extensible Fixed Pattern Switchgear 800 A CB 1250 A Busbars 25kA @ X/R = 14 Rear cable box version |  | Areva | Yes | Villeurbanne, France | Visax S
Plant & Switchgear | Switchgear | Primary Switchgear | 20kV | 24kV Indoor Extensible Fixed Pattern Switchgear 800 A CB 2000 A Busbars 25kA @ X/R = 14 Rear cable box version |  | Areva | Yes | Villeurbanne, France | Visax S
Plant & Switchgear | Switchgear | Primary Switchgear | 20kV | 24kV Indoor Extensible Fixed Pattern Switchgear 1250 A CB 1250 A Busbars 25kA @ X/R = 14 Rear cable box version |  | Areva | Yes | Villeurbanne, France | Visax S
Plant & Switchgear | Switchgear | Primary Switchgear | 20kV | 24kV Indoor Extensible Fixed Pattern Switchgear 1250 A CB 2000 A Busbars 25kA @ X/R = 14 Rear cable box version |  | Areva | Yes | Villeurbanne, France | Visax S
Plant & Switchgear | Switchgear | Primary Switchgear | 20kV | 24kV Indoor Extensible Fixed Pattern Switchgear 2000 A CB 2000 A Busbars 25kA @ X/R = 14 Rear cable box version |  | Areva | Yes | Villeurbanne, France | Visax S
Plant & Switchgear | Switchgear | Primary Switchgear | 20kV | 24kV Indoor Extensible Fixed Pattern Switchgear 1250 A Bus section (CB & Riser) 2000 A Busbars 25kA @ X/R = 14 Rear cable box version |  | Areva | Yes | Villeurbanne, France | Visax S
Plant & Switchgear | Switchgear | Primary Switchgear | 20kV | 24kV Indoor Extensible Fixed Pattern Switchgear 2000 A Bus section (CB & Riser) 2000 A Busbars 25kA @ X/R = 14 Rear cable box version |  | Areva | Yes | Villeurbanne, France | Visax S
Plant & Switchgear | Switchgear | Primary Switchgear | 20kV | 24kV Indoor Extensible Fixed Pattern Switchgear 1000 Amp 25kA @ X/R = 15 |  | Siemens | Yes | Frankfurt, Germany | NC Plus C
Plant & Switchgear | Switchgear | Primary Switchgear | 20kV | 24kV Indoor Extensible Fixed Pattern Switchgear 1250 Amp 25kA @ X/R = 15 |  | Siemens | Yes | Frankfurt, Germany | NC Plus C
Plant & Switchgear | Fault Passage Indicators |  | N/A | Nortech F20-0110 FPI Relay. 2 x Earth Fault Passage Indicators in one unit; EF1 requires input from 3 x 500:1 CTs and EF2 requires input from 1 x 60:1 CT. This kit includes back box & mounting bracket | 193815 | Nortech | Yes |  | F20-0110 | FOR USE ONLY ON: LEGACY RMUS THAT HAVE ONE SET OF 500:1 CTs. Use with integral 500:1 CTs on the LHS circuit AND a split-core balanced 60:1 CT providing E/F only on the RHS circuit. | NPS/003/013
Plant & Switchgear | Fault Passage Indicators |  | N/A | Nortroll - Cable Troll 2350-NPG. Can accept input from 3 x 500:1 CTs or 1 x 60:1 CT. Has 110-230V AC reset. Kit includes: FPI, battery, pattress box and mounting bracket | 245880 | Nortroll | Yes |  | Cable Troll 2350-NPG | For use with 3X 500:1 CT's providing Overcurrent and E/F. | NPS/003/013
Plant & Switchgear | LVAC Board |  | LV | LV Distribution Boards For Use In Major Sub-Stations | Not Currently Stocked | Northern Switchgear & Controls | Yes | Gateshead, England |  | TO BSEN 60439-1 Internal Separation Must Be Form 4 Type 2 | NPS/003/010
Plant & Switchgear | LVAC Board |  | LV | LV Distribution Boards For Use In Major Sub-Stations | Not Currently Stocked | CN Controls | Yes | Castleford, England |  | TO BSEN 60439-1 Internal Separation Must Be Form 4 Type 2 | NPS/003/010
Plant & Switchgear | NER's |  | N/A | Air insulated, Cable and Busbar Connected Neutral Earthing Resistors | Not Currently Stocked | Cressal Resistors | Yes | Leicester, England |  | 11kV, 20kV, 33kV and 66kV. Cable and busbar connected. | NPS/003/009
Plant & Switchgear | NER's |  | N/A | Air insulated, Cable and Busbar Connected Neutral Earthing Resistors | Not Currently Stocked | TPR | Yes | Wisbech, England |  | 11kV, 20kV, 33kV and 66kV. Cable and busbar connected. | NPS/003/009
Plant & Switchgear | Substation Post Insulators |  | 132kV | 132kV Composite Station Post Insulator (C4.5-650) - 1500mm long with flanges containing 4 x M16mm holes on a 127mm PCD. | Not Currently Stocked | Pfisterer | Yes | Switzerland | 145-321-015 |  | NPS/003/015
Plant & Switchgear | Substation Post Insulators |  | 132kV | 132kV Composite Station Post Insulator (C4.5-650) - 1500mm long with flanges containing 4 x M16mm holes on a 127mm PCD. | Not Currently Stocked | LAPP | Yes | Austria | 08K8518 |  | NPS/003/015
Plant & Switchgear | Substation Post Insulators |  | 132kV | 132kV Composite Station Post Insulator (C4.5-650) - 1500mm long with flanges containing 4 x M16mm holes on a 127mm PCD. | Not Currently Stocked | Mosdorpher | Yes | Dongguan City, China | 269160, Issue B |  | NPS/003/015
Plant & Switchgear | Substation Post Insulators |  | 66kV | 66kV Composite Station Post Insulator (C4.5-350) - 770mm long with flanges containing 4 x M16mm holes on a 127mm PCD. | Not Currently Stocked | Pfisterer | Yes | Switzerland | 145-321-003 |  | NPS/003/015
Plant & Switchgear | Substation Post Insulators |  | 66kV | 66kV Composite Station Post Insulator (C4.5-350) - 770mm long with flanges containing 4 x M16mm holes on a 127mm PCD. | Not Currently Stocked | LAPP | Yes | Austria | 04K3905 |  | NPS/003/015
Plant & Switchgear | Substation Post Insulators |  | 66kV | 66kV Composite Station Post Insulator (C4.5-350) - 770mm long with flanges containing 4 x M16mm holes on a 127mm PCD. | Not Currently Stocked | Mosdorpher | Yes | Dongguan City, China | 269161, Issue B |  | NPS/003/015
Plant & Switchgear | Substation Post Insulators |  | 33kV | 33kV Composite Station Post Insulator (C4.5-200) - 445mm long with flanges containing 4 x M16mm holes on a 127mm PCD. | Not Currently Stocked | Pfisterer | Yes | Switzerland | 145-314-008 |  | NPS/003/015
Plant & Switchgear | Substation Post Insulators |  | 132kV | 132kV Porcelain Station Post Insulator (C4.5-650) - 1500mm long with flanges containing 4 x M16mm holes on a 127mm PCD. | Not Currently Stocked | Allied Insulators | Yes | Stone, England | FA/S.3244 | Only to be used if composite insulators not available - | NPS/003/015
Plant & Switchgear | Substation Post Insulators |  | 132kV | 132kV Porcelain Station Post Insulator (C4.5-650) - 1500mm long with flanges containing 4 x M16mm holes on a 127mm PCD. | Not Currently Stocked | Mosdorpher | Yes | Dongguan City, China | 269180 | Only to be used if composite insulators not available - | NPS/003/015
Plant & Switchgear | Substation Post Insulators |  | 132kV | 132kV Porcelain Station Post Insulator (C4.5-650) - 1500mm long with flanges containing 4 x M16mm holes on a 127mm PCD. | Not Currently Stocked | LAPP | Yes | Wunsiedel, Germany | 304.366.02.03 | Only to be used if composite insulators not available - | NPS/003/015
Plant & Switchgear | Substation Post Insulators |  | 66kV | 66kV Porcelain Station Post Insulator (C4.5-350) - 762mm long with flanges containing 4 x M16mm holes on a 76mm PCD. | Not Currently Stocked | Allied Insulators | No | Stone, England | CP86/10259 | Only to be used if composite insulators not available - | NPS/003/015
Plant & Switchgear | MSDB |  | LV | Multi-Service Distribution Board 7 x 100A outgoing fuseways (2 x L1 – 2 x L2 – 3 x L3) Main Cable Entry: - Bottom Centre Suitable for incomming cables 35mm2 - 95mm2 CNE and SNE Supplied with Mechanical Connectors for incoming conductors | 183362 | Schneider Electric | No | Scarborough, England | MODE-02-CE | Height – 553mm Depth – 129mm Width – 430mm Weight – 15kg | NPS/003/018
Plant & Switchgear | MSDB |  | LV | Multi-Service Distribution Board 7 x 100A outgoing fuseways (2 x L1 – 2 x L2 – 3 x L3) Main Cable Entry: - Bottom Centre Suitable for incomming cables 35mm2 - 95mm2 CNE and SNE Supplied with Mechanical Connectors for incoming conductors | 183362 | Bemco | Yes | Glasgow, Scotland |  |  | NPS/003/018
Plant & Switchgear | MSDB |  | LV | Multi-Service Distribution Board 10 x 100A outgoing fuseways (3 x L1 – 3 x L2 – 4 x L3) Main Cable Entry: - Bottom Centre Suitable for incomming cables 35mm2 - 95mm2 CNE and SNE Supplied with Mechanical Connectors for incoming conductors | 183358 | Schneider Electric | No | Scarborough, England | MODE - 2A3C | Height – 555mm Depth – 130mm Width – 574mm Weight – 21kg | NPS/003/018
Plant & Switchgear | MSDB |  | LV | Multi-Service Distribution Board 10 x 100A outgoing fuseways (3 x L1 – 3 x L2 – 4 x L3) Main Cable Entry: - Bottom Centre Suitable for incomming cables 35mm2 - 95mm2 CNE and SNE Supplied with Mechanical Connectors for incoming conductors | 183358 | Bemco | Yes | Glasgow, Scotland | DB10 |  | NPS/003/018
Plant & Switchgear | MSDB |  | LV | 5 - Way Multi-Service Distribution Board 15 x 100A outgoing fuseways Main Cable Entry:- Bottom Right Hand Side Incomming 500Amp Fuesways Suitable for 3 and 4-Core Waveform incomming cables upto 300mm2 Supplied with Mechanical Connectors for incoming conductors | 180059 | Schneider Electric | No | Scarborough, England | MODE - 5B5BR | Height – 1299mm Depth – 253mm Width – 588mm Weight – 52kg | NPS/003/018
Plant & Switchgear | MSDB |  | LV | 5 - Way Multi-Service Distribution Board 15 x 100A outgoing fuseways Main Cable Entry:- Bottom Right Hand Side Incomming 500Amp Fuesways Suitable for 3 and 4-Core Waveform incomming cables upto 300mm2 Supplied with Mechanical Connectors for incoming conductors | 180059 | Bemco | Yes | Glasgow, Scotland | DB15 1J |  | NPS/003/018
Plant & Switchgear | MSDB |  | LV | 5 - Way Multi-Service Distribution Board 15 x 100A outgoing fuseways Main Cable Entry: - Top Right Hand Side Incomming 500Amp Fuseways Suitable for 3 and 4-Core Waveform incomming cables upto 300mm2 Supplied with Mechanical Connectors for incoming conductors | 180060 | Schneider Electric | No | Scarborough, England | MODE - 5B5TR | Height – 1299mm Depth – 253mm Width – 588mm Weight – 52kg | NPS/003/018
Plant & Switchgear | MSDB |  | LV | 5 - Way Multi-Service Distribution Board 15 x 100A outgoing fuseways Main Cable Entry: - Top Right Hand Side Incomming 500Amp Fuseways Suitable for 3 and 4-Core Waveform incomming cables upto 300mm2 Supplied with Mechanical Connectors for incoming conductors | 180060 | Bemco | Yes | Glasgow, Scotland | DB15 1J |  | NPS/003/018
Plant & Switchgear | MSDB |  | LV | 5 - Way Multi-Service Distribution Board 15 x 100A outgoing fuseways Main Cable Entry: - Bottom and or Top Right Hand Side Incomming/Outgoing 500Amp Fuseways Suitable for 3 and 4-Core Waveform incomming cables upto 300mm2 Supplied with Mechanical Connectors for incoming/outgoing conductors | 180061 | Schneider Electric | No | Scarborough, England | MODE – 5XC5BR | Height – 1302mm Depth – 253mm Width – 798mm Weight – 74kg | NPS/003/018
Plant & Switchgear | MSDB |  | LV | 5 - Way Multi-Service Distribution Board 15 x 100A outgoing fuseways Main Cable Entry: - Bottom and or Top Right Hand Side Incomming/Outgoing 500Amp Fuseways Suitable for 3 and 4-Core Waveform incomming cables upto 300mm2 Supplied with Mechanical Connectors for incoming/outgoing conductors | 180061 | Bemco | Yes | Glasgow, Scotland | DB15 2J |  | NPS/003/018
Plant & Switchgear | MSDB |  | LV | 5 - Way Multi-Service Distribution Board 15 x 100A outgoing fuseways Main Cable Entry: - Bottom and or Top Right Hand Side Incomming/Outgoing 500Amp Fuseways Suitable for 3 and 4-Core Waveform incomming cables upto 300mm2 Supplied with Mechanical Connectors for incoming/outgoing conductors | 180061 | Schneider Electric | No | Scarborough, England | MODE – 5XC5BR | Height – 1302mm Depth – 253mm Width – 798mm Weight – 74kg | NPS/003/018
Plant & Switchgear | MSDB |  | LV | 5 - Way Multi-Service Distribution Board 15 x 100A outgoing fuseways Main Cable Entry: - Bottom and or Top Right Hand Side Incomming/Outgoing 500Amp Fuseways Suitable for 3 and 4-Core Waveform incomming cables upto 300mm2 Supplied with Mechanical Connectors for incoming/outgoing conductors | 180061 | Bemco | Yes | Glasgow, Scotland | DB15 2J |  | NPS/003/018
Plant & Switchgear | MSDB |  | LV | 5 - Way Multi-Service Distribution Board 15 x 100A outgoing fuseways Main Cable Entry: - Bottom and or Top Left Hand Side Incomming/Outgoing 500Amp Fuseways Suitable for 3 and 4-Core Waveform incomming cables upto 300mm2 Supplied with Mechanical Connectors for incoming/outgoing conductors | 180062 | Schneider Electric | No | Scarborough, England | MODE – 5XC5BL | Height – 1303mm Depth – 253mm Width – 798mm Weight – 74kg | NPS/003/018
Plant & Switchgear | MSDB |  | LV | 5 - Way Multi-Service Distribution Board 15 x 100A outgoing fuseways Main Cable Entry: - Bottom and or Top Left Hand Side Incomming/Outgoing 500Amp Fuseways Suitable for 3 and 4-Core Waveform incomming cables upto 300mm2 Supplied with Mechanical Connectors for incoming/outgoing conductors | 180062 | Bemco | Yes | Glasgow, Scotland | DB30 2J |  | NPS/003/018
Plant & Switchgear | MSDB |  | LV | 10 - Way Multi-Service Distribution Board 30 x 100A outgoing fuseways Main Cable Entry:- Bottom Right Hand Side Incomming 500Amp Fuesways Suitable for 3 and 4-Core Waveform incomming cables upto 300mm2 Supplied with Mechanical Connectors for incoming conductors | 180063 | Schneider Electric | No | Scarborough, England | MODE – 5B10BR | Height – 1299mm Depth – 253mm Width – 788mm Weight – 70kg | NPS/003/018
Plant & Switchgear | MSDB |  | LV | 10 - Way Multi-Service Distribution Board 30 x 100A outgoing fuseways Main Cable Entry:- Bottom Right Hand Side Incomming 500Amp Fuesways Suitable for 3 and 4-Core Waveform incomming cables upto 300mm2 Supplied with Mechanical Connectors for incoming conductors | 180063 | Bemco | Yes | Glasgow, Scotland | DB30 1J |  | NPS/003/018
Plant & Switchgear | MSDB |  | LV | 10 - Way Multi-Service Distribution Board 30 x 100A outgoing fuseways Main Cable Entry: - Top Right Hand Side Incomming 500Amp Fuseways Suitable for 3 and 4-Core Waveform incomming cables upto 300mm2 Supplied with Mechanical Connectors for incoming conductors | 180064 | Schneider Electric | No | Scarborough, England | MODE – 5B10TR | Height – 1299mm Depth – 253mm Width – 788mm Weight – 70kg | NPS/003/018
Plant & Switchgear | MSDB |  | LV | 10 - Way Multi-Service Distribution Board 30 x 100A outgoing fuseways Main Cable Entry: - Top Right Hand Side Incomming 500Amp Fuseways Suitable for 3 and 4-Core Waveform incomming cables upto 300mm2 Supplied with Mechanical Connectors for incoming conductors | 180064 | Bemco | Yes | Glasgow, Scotland | DB30 1J |  | NPS/003/018
Plant & Switchgear | MSDB |  | LV | 10 - Way Multi-Service Distribution Board 30 x 100A outgoing fuseways Main Cable Entry: - Bottom and or Top Right Hand Side Incomming/Outgoing 500Amp Fuseways Suitable for 3 and 4-Core Waveform incomming cables upto 300mm2 Supplied with Mechanical Connectors for incoming/outgoing conductors | 180065 | Schneider Electric | No | Scarborough, England | MODE – 5XC10BR | Height – 1302mm Depth – 253mm Width – 998mm Weight – 88kg | NPS/003/018
Plant & Switchgear | MSDB |  | LV | 10 - Way Multi-Service Distribution Board 30 x 100A outgoing fuseways Main Cable Entry: - Bottom and or Top Right Hand Side Incomming/Outgoing 500Amp Fuseways Suitable for 3 and 4-Core Waveform incomming cables upto 300mm2 Supplied with Mechanical Connectors for incoming/outgoing conductors | 180065 | Bemco | Yes | Glasgow, Scotland | DB30 2J |  | NPS/003/018
Plant & Switchgear | MSDB |  | LV | 10 - Way Multi-Service Distribution Board 30 x 100A outgoing fuseways Main Cable Entry: - Bottom and or Top Left Hand Side Incomming/Outgoing 500Amp Fuseways Suitable for 3 and 4-Core Waveform incomming cables upto 300mm2 Supplied with Mechanical Connectors for incoming/outgoing conductors | 180066 | Schneider Electric | No | Scarborough, England | MODE - 5XC10BL | Height – 1302mm Depth – 253mm Width – 998mm Weight – 88kg | NPS/003/018
Plant & Switchgear | MSDB |  | LV | 10 - Way Multi-Service Distribution Board 30 x 100A outgoing fuseways Main Cable Entry: - Bottom and or Top Left Hand Side Incomming/Outgoing 500Amp Fuseways Suitable for 3 and 4-Core Waveform incomming cables upto 300mm2 Supplied with Mechanical Connectors for incoming/outgoing conductors | 180066 | Bemco | Yes | Glasgow, Scotland | DB30 2J |  | NPS/003/018
Plant & Switchgear | VT |  | 33kV | 36kV Post VT |  | Pfiffner | No | Hirschthal, Switzerland | EOF 36 and drawing 82.361.99 | Cast Resin Composite Insulator | NPS/003/001
Plant & Switchgear | CT |  | 66kV | 72.5kV Post CT |  | Arteche | No | Mungia, Spain | CA 72.5 | Silicon rubber bushings shall be specified | NPS/003/023
Plant & Switchgear | VT |  | 66kV | 72.5kV VT |  | Pfiffner | No | Hirschthal, Switzerland | EOF 72.5 | Porcelain Insulator Inductive, small oil volume Note – All new CT’s must be specified with composite silicone rubber insulators as of May 2010. Porcelain insulators are no longer suitable | NPS/003/001
Plant & Switchgear | VT |  | 66kV | 72.5kV VT |  | Pfiffner | No | Hirschthal, Switzerland | ECF 72.5 | Capacitive voltage transformer. Porcelain or composite insulator. Porcelain version has pressure relief. | NPS/003/001
Plant & Switchgear | VT |  | 66kV | 72.5kV VT |  | Emek | No | Ankara, Turkey | KGT 72.5 | Porcelain Insulator Inductive, small oil volume Note – All new CT’s must be specified with composite silicone rubber insulators as of May 2010. Porcelain insulators are no longer suitable | NPS/003/001
Plant & Switchgear | VT |  | 66kV | 72.5kV VT |  | Arteche | No | Mungia, Spain | UTB 72.5 | Inductive, small oil volume to be specified with polymeric insulators. Note – All new VTs must be specified with composite insulators; porcelain insulators are no longer acceptable. | NPS/003/001
Plant & Switchgear | VT |  | 66kV | 72.5kV CVT |  | Arteche | No | Mungia, Spain | DDB 72.5 | Capacitor Voltage Transformer | NPS/003/001
Plant & Switchgear | CT |  | 66kV | 72.5kV Post CT |  | Pfiffner | No | Hirschthal, Switzerland | 72.5kV CT JOF72 | Silicon rubber bushings shall be specified | NPS/003/023
Plant & Switchgear | CT |  | 66kV | 145kV Post CVT |  | Pfiffner | No | Hirschthal, Switzerland | 72.5kV Combined Transformer EJOF72 | Silicon rubber bushings shall be specified 72.5kV Combined Transformer | NPS/003/040
Plant & Switchgear | CT |  | 132kV | 145kV Post CT |  | Arteche | No | Mungia, Spain | CA 145 | Silicon rubber bushings shall be specified | NPS/003/023
Plant & Switchgear | CT |  | 132kV | 145kV Post CT |  | Pfiffner | No | Hirschthal, Switzerland | JOF145 Current Transformer | Silicon rubber bushings shall be specified | NPS/003/023
Plant & Switchgear | CVT |  | 132kV | 145kV Post CVT |  | Pfiffner | No | Hirschthal, Switzerland | EJOF145 Combined transformer | Silicon rubber bushings shall be specified 145kV Combined Transformer | NPS/003/040
Plant & Switchgear | CVT |  | 132kV | 145kV Post CVT |  | Arteche | No | Mungia, Spain | KA145 Combined transformer | Silicon rubber bushings shall be specified 145kV Combined Transformer | NPS/003/040
Plant & Switchgear | VT |  | 132kV | 145kV CVT |  | Arteche | No | Mungia, Spain | DDB 145 | Capacitor Voltage Transformer | NPS/003/001
Plant & Switchgear | VT |  | 132kV | 145kV VT |  | Pfiffner | No | Hirschthal, Switzerland | EOF 145 | Inductive, small oil volume | NPS/003/001
Plant & Switchgear | VT |  | 132kV | 145kV VT |  | Pfiffner | No | Hirschthal, Switzerland | ECF 145 | Capacitive voltage transformer. Porcelain or composite insulator. Porcelain version has pressure relief. | NPS/003/001
Plant & Switchgear | VT |  | 132kV | 145kV VT |  | Emek | No | Ankara, Turkey | KGT 145 | Inductive, small oil volume | NPS/003/001
Plant & Switchgear | Post Insulators for AIS S/S | [9 empty] | NPS/003/015
Plant & Switchgear | Busbars & Clamps for AIS s/s | [9 empty] | NPS/003/028
Plant & Switchgear | Busbar Support Structures for AIS S/S | [9 empty] | NPS/003/033
Plant & Switchgear | Electrical Insulating Fluid | Insulating Oil | n/a | HyVolt I Electrical insulating oil | n/a | Ergon | No | USA | Hyvolt I | Supplied in new transformers from CG Power & Efacec | NPS/003/019 | 2019-01-31
Plant & Switchgear | PM Voltage Regulators | [9 empty] | NPS/003/020
Miscellaneous | Earthing Materials |  | N/A | 1.2m Long Copper-clad Extensible Earth Rod 16mm Nominal Diameter. | 354249 | A N Wallis | Yes | Nottingham, England | Rb205 |  | NPS/002/001 | 2015-06-30
Miscellaneous | Earthing Materials |  | N/A | 1.2m Long Copper-clad Extensible Earth Rod 16mm Nominal Diameter. | 354249 | WJ Furse | No | Chelmsford, England |  |  | NPS/002/001 | 2015-06-30
Miscellaneous | Earthing Materials |  | N/A | Earth Rod Screw Connector 5/8" Copper | 354361 | A N Wallis | Yes | Nottingham, England | Cg270 |  | NPS/002/001 | 2015-06-30
Miscellaneous | Earthing Materials |  | N/A | Earth Rod Screw Connector 5/8" Copper | 354361 | WJ Furse | No | Chelmsford, England |  |  | NPS/002/001 | 2015-06-30
Miscellaneous | Earthing Materials |  | N/A | Earth Rod Drive Stud 5/8" Copper | 354408 | A N Wallis | Yes | Nottingham, England | St200 |  | NPS/002/001 | 2015-06-30
Miscellaneous | Earthing Materials |  | N/A | Earth Rod Drive Stud 5/8" Copper | 354408 | WJ Furse | No | Chelmsford, England |  |  | NPS/002/001 | 2015-06-30
Miscellaneous | Earthing Materials |  | N/A | Earth Rod Clamp 5/8" Single Bolt "A" Type As Per Drawing Number 1.09.119.3143 Sheet 2 Suitable For Conductor Range 25mm2 - 70mm2 Copper Conductor | 354338 | A N Wallis | Yes | Nottingham, England | Cr515 |  | NPS/002/001 | 2015-06-30
Miscellaneous | Earthing Materials |  | N/A | Earth Rod Clamp 5/8" Single Bolt "A" Type As Per Drawing Number 1.09.119.3143 Sheet 2 Suitable For Conductor Range 25mm2 - 70mm2 Copper Conductor | 354338 | WJ Furse | No | Chelmsford, England |  |  | NPS/002/001 | 2015-06-30
Miscellaneous | Earthing Materials |  | N/A | Earth Rod Connector Bulldog Grip Type | 222398 | A N Wallis | Yes | Nottingham, England |  |  | NPS/002/001 | 2015-06-30
Miscellaneous | Earthing Materials |  | N/A | Earth Rod Connector Bulldog Grip Type As per YE Specification YE/M/BPC 139 | 222398 | WJ Furse | No | Chelmsford, England |  |  | NPS/002/001 | 2015-06-30
Miscellaneous | Earthing Materials |  | N/A | Earth Plate 900 X 900 Copper Drawing Number 1.09.101.0148 Sheet3 | 354130 | WJ Furse | Yes | Chelmsford, England | Pe021 |  | NPS/002/001 | 2015-06-30
Miscellaneous | Earthing Materials |  | N/A | Copper Flat Soft Drawn 4mm X 40mm | 281832 | WJ Furse | Yes | Chelmsford, England |  |  | NPS/002/001 | 2015-06-30
Miscellaneous | Earthing Materials |  | N/A | Copper Flat Soft Drawn 4mm X 40mm | 281832 | A N Wallis | No | Nottingham, England |  |  | NPS/002/001 | 2015-06-30
Miscellaneous | Earthing Materials |  | N/A | Copper Strip 3.18mm X 25.40mm (1/8in X 1in) High Conductivity Plain to BS1432:1970 Table 8b, Condition 'H' | 331213 | WJ Furse | Yes | Chelmsford, England | Ba205 |  | NPS/002/001 | 2015-06-30
Miscellaneous | Earthing Materials |  | N/A | Copper Strip 3.18mm X 25.40mm (1/8in X 1in) High Conductivity Plain to BS1432:1970 Table 8b, Condition 'H' | 331213 | A N Wallis | No | Nottingham, England |  |  | NPS/002/001 | 2015-06-30
Miscellaneous | Earthing Materials |  | N/A | Tape Al 7.62 X 1.27 | 339446 | WJ Furse | Yes | Chelmsford, England | Ta005 |  | NPS/002/001 | 2015-06-30
Miscellaneous | Earthing Materials |  | N/A | Tape Al 7.62 X 1.27 | 339446 | A N Wallis | No | Nottingham, England |  |  | NPS/002/001 | 2015-06-30
Miscellaneous | Earthing Materials |  | N/A | OBSOLETE - YE Aluminium Flat Bar 6mm X 40mm | 280263 | WJ Furse | Obsolete | Chelmsford, England |  |  | NPS/002/001 | 2015-06-30
Miscellaneous | Earthing Materials |  | N/A | OBSOLETE - YE Aluminium Flat Bar 6mm X 40mm | 280263 | A N Wallis | Obsolete | Nottingham, England |  |  | NPS/002/001 | 2015-06-30
Miscellaneous | Earthing Materials |  | N/A | Braid Vernier 50Amp. 2/24/37 .15mm | 330672 | WJ Furse | Yes | Chelmsford, England | Bdo21 |  | NPS/002/001 | 2015-06-30
Miscellaneous | Earthing Materials |  | N/A | Braid Vernier 50Amp. 2/24/37 .15mm | 330672 | A N Wallis | No | Nottingham, England |  |  | NPS/002/001 | 2015-06-30
Miscellaneous | Earthing Materials |  | N/A | 100Amp Plain Copper Braid 3/32/22/0.2mm | 330704 | WJ Furse | Yes | Chelmsford, England | Bdo27 |  | NPS/002/001 | 2015-06-30
Miscellaneous | Earthing Materials |  | N/A | 100Amp Plain Copper Braid 3/32/22/0.2mm | 330704 | A N Wallis | No | Nottingham, England |  |  | NPS/002/001 | 2015-06-30
Miscellaneous | Earthing Materials |  | N/A | Aluminium Flat Bar 6mm X 40mm | 280263 | WJ Furse | Yes | Chelmsford, England |  |  | NPS/002/001 | 2015-06-30
Miscellaneous | Earthing Materials |  | N/A | Aluminium Flat Bar 6mm X 40mm | 280263 | A N Wallis | No | Nottingham, England |  |  | NPS/002/001 | 2015-06-30
Miscellaneous | Locks |  | N/A | Padlock: Union Cylinder Type B to be Lettered 'NE' and 'B' | 360606 | Union | Yes |  |  |  | NPS/006/003
Miscellaneous | Locks |  | N/A | Padlock: Type B/S 1.5” Engraved ‘NE’ & ‘B’ as per Drawing 1.13.116.0015 Sheet 1 & 2 | 360697 | Union | Yes |  |  |  | NPS/006/003
Miscellaneous | Locks |  | N/A | Padlock: Union Cylinder Type ‘C’ Engraved ‘NE’ & ‘C’ | 360593 | Union | Yes |  |  |  | NPS/006/003
Miscellaneous | Locks |  | N/A | Padlock: Type C/S 1.5” Union Pattern 31022 Engraved ‘NE’ & ‘C’ As per drawing 1.13.116.0015 Sheet 1 & 2 | 360729 | Union | Yes |  |  |  | NPS/006/003
Miscellaneous | Locks |  | N/A | Padlock: Union Cylinder Type ‘H’ Engraved ‘NE’ & ‘H’ | 360644 | Union | Yes |  |  |  | NPS/006/003
Miscellaneous | Locks |  | N/A | Padlock: Union Cylinder Type ‘S’ Engraved ‘NE’ & ‘S’ | 360625 | Union | Yes |  |  |  | NPS/006/003
Miscellaneous | Locks |  | N/A | Padlock: Union Cylinder Type ‘J’ Engraved ‘NE’ & ‘J’ | 360678 | Union | Yes |  |  |  | NPS/006/003
Miscellaneous | Locks |  | N/A | Cylinder Rim Night Latch Type ‘B’ Engraved ‘NE’ & ‘B’ | 360343 | Union | Yes |  |  |  | NPS/006/003
Miscellaneous | Locks |  | N/A | Cylinder Rim Night Latch Type ‘C’ Engraved ‘NE’ & ‘C’ | 360324 | Union | Yes |  |  |  | NPS/006/003
Miscellaneous | Locks |  | N/A | Cylinder Rim Night Latch Type ‘H’ Engraved ‘NE’ & ‘H’ | 360396 | Union | Yes |  |  |  | NPS/006/003
Miscellaneous | Locks |  | N/A | Cylinder Rim Night Latch Type ‘J’ Engraved ‘NE’ & ‘J’ | 360413 | Union | Yes |  |  |  | NPS/006/003
Miscellaneous | Locks |  | N/A | Cylinder Lock Latch Type ‘B’ Engraved ‘NE’ & ‘B’ | 360358 | Union | Yes |  |  |  | NPS/006/003
Miscellaneous | Locks |  | N/A | Cylinder Lock Latch Type ‘C’ Engraved ‘NE’ & ‘C’ | 360339 | Union | Yes |  |  |  | NPS/006/003
Miscellaneous | Locks |  | N/A | Cylinder Lock Latch Type ‘H’ Engraved ‘NE’ & ‘H’ | 360409 | Union | Yes |  |  |  | NPS/006/003
Miscellaneous | Locks |  | N/A | Cylinder Lock Latch Type ‘J’ Engraved ‘NE’ & ‘J’ | 360555 | Union | Yes |  |  |  | NPS/006/003
Miscellaneous | Locks |  | N/A | High Security Chain Metre Length For Viro Panzer Locks With Plastic Sleave ( 101SC ) | 341060 | High Security UK | Yes |  |  |  | NPS/006/003
Miscellaneous | Locks |  | N/A | Padlock: High Security Type "C" Article 4116 | 362141 | High Security UK | Yes |  |  |  | NPS/006/003
Miscellaneous | Locks |  | N/A | Padlock: High Security Type "H" Article 4116 | 362160 | High Security UK | Yes |  |  |  | NPS/006/003
Miscellaneous | Locks |  | N/A | Padlock: High Security Type ‘B’ Article 4116 | 362156 | High Security UK | Yes |  |  |  | NPS/006/003
Miscellaneous | Locks |  | N/A | Cylinder Oval Single With Turn Type ‘B’ | 361952 | Abloy Security | Yes |  |  |  | NPS/006/003
Miscellaneous | Locks |  | N/A | Cylinder Oval Single With Turn Type ‘C’ | 361825 | Abloy Security | Yes |  |  |  | NPS/006/003
Miscellaneous | Locks |  | N/A | Cylinder Oval Single With Turn Type ‘H’ | 361829 | Abloy Security | Yes |  |  |  | NPS/006/003
Miscellaneous | Locks |  | N/A | Cylinder Lock Oval Type ‘B’ | 361740 | Abloy Security | Yes |  |  |  | NPS/006/003
Miscellaneous | Locks |  | N/A | Cylinder Lock Oval Type ‘C’ | 361755 | Abloy Security | Yes |  |  |  | NPS/006/003
Miscellaneous | Locks |  | N/A | Cylinder Lock Oval Type ‘H’ | 361810 | Abloy Security | Yes |  |  |  | NPS/006/003
Miscellaneous | Locks |  | N/A | Cylinder: Europrofile Double Ended Type ‘B’ | 360292 | Abloy Security | Yes |  |  |  | NPS/006/003
Miscellaneous | Locks |  | N/A | Cylinder: Europrofile Double Ended Type ‘C’ | 360305 | Abloy Security | Yes |  |  |  | NPS/006/003
Miscellaneous | Locks |  | N/A | Cylinder: Europrofile Double Ended Type ‘H’ | 360362 | Abloy Security | Yes |  |  |  | NPS/006/003
Miscellaneous | Locks |  | N/A | Lock Latch Europrofile Double Ended Type ‘B’ c/w Cylinder | 360428 | Abloy Security | Yes |  |  |  | NPS/006/003
Miscellaneous | Locks |  | N/A | Lock Latch Europrofile Double Ended Type ‘C’ c/w Cylinder | 360377 | Abloy Security | Yes |  |  |  | NPS/006/003
Miscellaneous | Locks |  | N/A | Lock Latch Europrofile Double Ended Type ‘H’ c/w Cylinder | 360381 | Abloy Security | Yes |  |  |  | NPS/006/003
Miscellaneous | Locks |  | N/A | Steel Shackle/Bronze Cylinder No AX850 Non Key Retaining Padlock | 258285 | Lincon Security | Yes |  |  |  | NPS/006/003
Miscellaneous | Locks |  | N/A | Steel Shackle/Bronze Cylinder No AW850 Non Key Retaining Padlock | 258293 | Lincon Security | Yes |  |  |  | NPS/006/003
Miscellaneous | Locks |  | N/A | Steel Shackle/Bronze Cylinder No AZ850 Supplied c/w 2 Keys None Key Retaining Padlock | 258301 | Lincon Security | Yes |  |  |  | NPS/006/003
Miscellaneous | Locks |  | N/A | Steel Shackle/Bronze Cylinder No K100 AV | 258335 | Lincon Security | Yes |  |  |  | NPS/006/003
Miscellaneous | Locks |  | N/A | YE High Security Padlock K100 AX None Key Retaining | 258178 | Lincon Security | Yes |  |  |  | NPS/006/003
Miscellaneous | Locks |  | N/A | YE High Security Cylinder K100 AW None Key Retaining Padlock | 258186 | Lincon Security | Yes |  |  |  | NPS/006/003
Miscellaneous | Locks |  | N/A | YE High Security Cylinder K100 AZ Supplied c/w 2 Keys None Key Retaining Padlock | 258194 | Lincon Security | Yes |  |  |  | NPS/006/003
Miscellaneous | Locks |  | N/A | Rim Deadlock Case & Staple Only YE No 82 For outward Opening Door | 254789 | Lincon Security | Yes |  |  |  | NPS/006/003
Miscellaneous | Locks |  | N/A | YE Rim Cylinder, Brass GMK 1109 6 Pin AV | 255166 | Lincon Security | Yes |  |  |  | NPS/006/003
Miscellaneous | Locks |  | N/A | YE Rim Cylinder Brass GMK1109 6 Pin AX | 255091 | Lincon Security | Yes |  |  |  | NPS/006/003
Miscellaneous | Locks |  | N/A | YE Rim Cylinder Brass GMK1109 6 Pin AW | 255117 | Lincon Security | Yes |  |  |  | NPS/006/003
Miscellaneous | Locks |  | N/A | YE Rim Cylinder Brass GMK1109 6 Pin AZ Supplied c/w 2 Keys | 255125 | Lincon Security | Yes |  |  |  | NPS/006/003
Miscellaneous | Locks |  | N/A | YE Tumble-lock 1.50" Yale 713 | 258582 | Lincon Security | Yes |  |  |  | NPS/006/003
Miscellaneous | Locks |  | N/A | YE Tumble-lock 1.75" Yale 714 | 258590 | Lincon Security | Yes |  |  |  | NPS/006/003
Miscellaneous | Locks |  | N/A | YE Squire Padlock Steel Galvanised/Sher. 2" | 258467 | Lincon Security | Yes |  |  |  | NPS/006/003
Miscellaneous | Locks |  | N/A | YE Squire Padlock Steel/Galvanised/Sher 2.5" | 258483 | Lincon Security | Yes |  |  |  | NPS/006/003
Miscellaneous | Locks |  | N/A | YE Steel Shackle/Bronze Cylinder No K100 AV None Key Retaining Padlock | 258335 | Lincon Security | Yes |  |  |  | NPS/006/003
Miscellaneous | Locks |  | N/A | YE High Security Cylinder K100 AX None Key Retaining Padlock | 258178 | Lincon Security | Yes |  |  |  | NPS/006/003
Miscellaneous | Locks |  | N/A | YE Joint Key Rings Hinged 38mm KRJ38 | 291369 | Lincon Security | Yes |  |  |  | NPS/006/003
Miscellaneous | Locks |  | N/A | YE Padlock Cylinder to Pass GM AY850 | 258277 | Lincon Security | Yes |  |  |  | NPS/006/003
Miscellaneous | Locks |  | N/A | YE Padlock Cylinder to Pass GM AY850 | 258277 | Lincon Security | Yes |  |  |  | NPS/006/003
Miscellaneous | Locks |  | N/A | YE Steel Shackle/Bronze Cylinder No AX850 Non Key Retaining Padlock | 258285 | Lincon Security | Yes |  |  |  | NPS/006/003
Miscellaneous | Locks |  | N/A | YE Steel Shackle/Bronze Cylinder No AW850 Non Key Retaining Padlock | 258293 | Lincon Security | Yes |  |  |  | NPS/006/003
Miscellaneous | Locks |  | N/A | YE Steel Shackle/Bronze Cylinder No AZ850 Supplied c/w 2 Keys None Key Retaining Padlock | 258301 | Lincon Security | Yes |  |  |  | NPS/006/003
Miscellaneous | Locks |  | N/A | YE Steel Shackle/Bronze Cylinder No K100 AV | 258335 | Lincon Security | Yes |  |  |  | NPS/006/003
Miscellaneous | Locks |  | N/A | YE High Security Padlock K100 AX None Retaining Key | 258178 | Lincon Security | Yes |  |  |  | NPS/006/003
Overhead | Steelwork | Conductor and Insulator Fittings | N/A | Turnbuckle Galvanised 20mm Drawing Number 1.09.101.0178 Sheet 1 | 267252 | BB Price | Yes | Birmingham, England |  |  | NPS/001/005
Overhead | Steelwork | Conductor and Insulator Fittings | N/A | Turnbuckle Galvanised 20mm Drawing Number 1.09.101.0178 Sheet 1 | 267252 | Mosdorfer | No | Various Locations |  |  | NPS/001/005
Overhead | Steelwork | Conductor and Insulator Fittings | N/A | Turnbuckle Galvanised 24mm Drawing Number 1.09.101.0178 Sheet 1 | 267271 | BB Price | Yes | Birmingham, England |  |  | NPS/001/005
Overhead | Steelwork | Conductor and Insulator Fittings | N/A | Turnbuckle Galvanised 24mm Drawing Number 1.09.101.0178 Sheet 1 | 267271 | Mosdorfer | No | Various Locations |  |  | NPS/001/005
Overhead | Steelwork | Conductor and Insulator Fittings | N/A | Earth Wire Clamp Type 1 Catenary Drawing Number 1.09.101.0198 Sheet 1 | 246970 | BB Price | Yes | Birmingham, England |  |  | NPS/001/005
Overhead | Steelwork | Conductor and Insulator Fittings | N/A | Earth Wire Clamp Type 1 Catenary Drawing Number 1.09.101.0198 Sheet 1 | 246970 | Mosdorfer | No | Various Locations |  |  | NPS/001/005
Overhead | Steelwork | Conductor and Insulator Fittings | N/A | Earth Wire Clamp Type 2 Catenary Drawing Number 1.09.101.0198 Sheet 1 | 240067 | BB Price | Yes | Birmingham, England |  |  | NPS/001/005
Overhead | Steelwork | Conductor and Insulator Fittings | N/A | Earth Wire Clamp Type 2 Catenary Drawing Number 1.09.101.0198 Sheet 1 | 240067 | Mosdorfer | No | Various Locations |  |  | NPS/001/005
Overhead | Steelwork | Conductor and Insulator Fittings | N/A | Earth Wire Clamp Type 3 Catenary Drawing Number 1.09.101.0198 Sheet 1 | 246985 | BB Price | Yes | Birmingham, England |  |  | NPS/001/005
Overhead | Steelwork | Conductor and Insulator Fittings | N/A | Earth Wire Clamp Type 3 Catenary Drawing Number 1.09.101.0198 Sheet 1 | 246985 | Mosdorfer | No | Various Locations |  |  | NPS/001/005
Overhead | Steelwork | Conductor and Insulator Fittings | N/A | Earth Wire Clamp Type 4 Catenary Drawing Number 1.09.101.0198 Sheet 1 | 247013 | BB Price | Yes | Birmingham, England |  |  | NPS/001/005
Overhead | Steelwork | Conductor and Insulator Fittings | N/A | Earth Wire Clamp Type 4 Catenary Drawing Number 1.09.101.0198 Sheet 1 | 247013 | Mosdorfer | No | Various Locations |  |  | NPS/001/005
Overhead | Steelwork | Conductor and Insulator Fittings | N/A | Earth Wire Clamp Type 5 Catenary Drawing Number 1.09.101.0198 Sheet 1 | 247028 | BB Price | Yes | Birmingham, England |  |  | NPS/001/005
Overhead | Steelwork | Conductor and Insulator Fittings | N/A | Earth Wire Clamp Type 5 Catenary Drawing Number 1.09.101.0198 Sheet 1 | 247028 | Mosdorfer | No | Various Locations |  |  | NPS/001/005
Overhead | Steelwork | Conductor and Insulator Fittings | N/A | Earth Wire Clamp Type 6 Catenary Drawing Number 1.09.101.0198 Sheet 1 | 247009 | BB Price | Yes | Birmingham, England |  |  | NPS/001/005
Overhead | Steelwork | Conductor and Insulator Fittings | N/A | Earth Wire Clamp Type 6 Catenary Drawing Number 1.09.101.0198 Sheet 1 | 247009 | Mosdorfer | No | Various Locations |  |  | NPS/001/005
Overhead | Steelwork | Conductor and Insulator Fittings | N/A | Clevis Connector, 60mm ACSR Earth Wire Drawing Number 1.09.101.0420 Sheet 6 | 246449 | BB Price | Yes | Birmingham, England |  |  | NPS/001/005
Overhead | Steelwork | Conductor and Insulator Fittings | N/A | Clevis Connector, 60mm ACSR Earth Wire Drawing Number 1.09.101.0420 Sheet 6 | 246449 | Mosdorfer | No | Various Locations |  |  | NPS/001/005
Overhead | Steelwork | Conductor and Insulator Fittings | N/A | Clevis Connector, 70mm ACSR Earth Wire Drawing Number 1.09.101.0420 Sheet 6 | 246453 | BB Price | Yes | Birmingham, England |  |  | NPS/001/005
Overhead | Steelwork | Conductor and Insulator Fittings | N/A | Clevis Connector, 70mm ACSR Earth Wire Drawing Number 1.09.101.0420 Sheet 6 | 246453 | Mosdorfer | No | Various Locations |  |  | NPS/001/005
Overhead | Steelwork | Conductor and Insulator Fittings | N/A | Socket Thimble (70kn Minimum Failing Load) For 16mm Ball Drawing Number 1.09.101.0426 Sheet 1 | 264682 | BB Price | Yes | Birmingham, England |  |  | NPS/001/005
Overhead | Steelwork | Conductor and Insulator Fittings | N/A | Socket Thimble (70kn Minimum Failing Load) For 16mm Ball Drawing Number 1.09.101.0426 Sheet 1 | 264682 | Mosdorfer | No | Various Locations |  |  | NPS/001/005
Overhead | Steelwork | Conductor and Insulator Fittings | N/A | Socket Thimble, Large Radius 70kn For 16mm Ball Drawing Number 1.09.101.0426 Sheet 3 | 264610 | BB Price | Yes | Birmingham, England |  |  | NPS/001/005
Overhead | Steelwork | Conductor and Insulator Fittings | N/A | Socket Thimble, Large Radius 70kn For 16mm Ball Drawing Number 1.09.101.0426 Sheet 3 | 264610 | Mosdorfer | No | Various Locations |  |  | NPS/001/005
Overhead | Steelwork | Conductor and Insulator Fittings | N/A | Shackle, (70kn Minimum Failing Load) Complete With Pin And Split Pin Drawing Number 1.09.101.0443 Sheet 1 | 264428 | BB Price | Yes | Birmingham, England |  |  | NPS/001/005
Overhead | Steelwork | Conductor and Insulator Fittings | N/A | Shackle, (70kn Minimum Failing Load) Complete With Pin And Split Pin Drawing Number 1.09.101.0443 Sheet 1 | 264428 | Mosdorfer | No | Various Locations |  |  | NPS/001/005
Overhead | Steelwork | Conductor and Insulator Fittings | N/A | Shackle, (70kn Minimum Failing Load) Complete With Pin And Split Pin Drawing Number 1.09.101.0444 Sheet 1 | 240847 | BB Price | Yes | Birmingham, England |  |  | NPS/001/005
Overhead | Steelwork | Conductor and Insulator Fittings | N/A | Shackle, (70kn Minimum Failing Load) Complete With Pin And Split Pin Drawing Number 1.09.101.0444 Sheet 1 | 240847 | Mosdorfer | No | Various Locations |  |  | NPS/001/005
Overhead | Steelwork | Conductor and Insulator Fittings | N/A | Hook, Ball Ended (70kn Minimum Failing Load) (With Arcing Horn Fixing) Drawing Number 1.09.101.0445 Sheet 1 | 253086 | BB Price | Yes | Birmingham, England |  |  | NPS/001/005
Overhead | Steelwork | Conductor and Insulator Fittings | N/A | Hook, Ball Ended (70kn Minimum Failing Load) (With Arcing Horn Fixing) Drawing Number 1.09.101.0445 Sheet 1 | 253086 | Mosdorfer | No | Various Locations |  |  | NPS/001/005
Overhead | Steelwork | Conductor and Insulator Fittings | N/A | Ball Clevis, (70kn Minimum Failing Load) With Arcing Horn Fixing) Drawing Number 1.09.101.0447 Sheet 1 | 248603 | BB Price | Yes | Birmingham, England |  |  | NPS/001/005
Overhead | Steelwork | Conductor and Insulator Fittings | N/A | Ball Clevis, (70kn Minimum Failing Load) With Arcing Horn Fixing) Drawing Number 1.09.101.0447 Sheet 1 | 248603 | Mosdorfer | No | Various Locations |  |  | NPS/001/005
Overhead | Steelwork | Conductor and Insulator Fittings | N/A | Socket Clevis, (70kn Minimum Failing Load) (With Arcing Horn Fixing) Drawing Number 1.09.101.0448 Sheet 1 | 250622 | BB Price | Yes | Birmingham, England |  |  | NPS/001/005
Overhead | Steelwork | Conductor and Insulator Fittings | N/A | Socket Clevis, (70kn Minimum Failing Load) (With Arcing Horn Fixing) Drawing Number 1.09.101.0448 Sheet 1 | 250622 | Mosdorfer | No | Various Locations |  |  | NPS/001/005
Overhead | Steelwork | Conductor and Insulator Fittings | N/A | Socket Tongue (70kn Minimum Failing Load) (With Arcing Horn Fixing) Drawing Number 1.09.101.0449 Sheet 1 | 250779 | BB Price | Yes | Birmingham, England |  |  | NPS/001/005
Overhead | Steelwork | Conductor and Insulator Fittings | N/A | Socket Tongue (70kn Minimum Failing Load) (With Arcing Horn Fixing) Drawing Number 1.09.101.0449 Sheet 1 | 250779 | Mosdorfer | No | Various Locations |  |  | NPS/001/005
Overhead | Steelwork | Conductor and Insulator Fittings | N/A | Clamp-Adaptor (70kn Minimum Failing Load) Drawing Number 1.09.101.0450 Sheet 1 | 240669 | BB Price | Yes | Birmingham, England |  |  | NPS/001/005
Overhead | Steelwork | Conductor and Insulator Fittings | N/A | Clamp-Adaptor (70kn Minimum Failing Load) Drawing Number 1.09.101.0450 Sheet 1 | 240669 | Mosdorfer | No | Various Locations |  |  | NPS/001/005
Overhead | Steelwork | Conductor and Insulator Fittings | N/A | Clamp-Adaptor (70kn Minimum Failing Load) Drawing Number 1.09.101.0450 Sheet 1 | 240673 | BB Price | Yes | Birmingham, England |  |  | NPS/001/005
Overhead | Steelwork | Conductor and Insulator Fittings | N/A | Clamp-Adaptor (70kn Minimum Failing Load) Drawing Number 1.09.101.0450 Sheet 1 | 240673 | Mosdorfer | No | Various Locations |  |  | NPS/001/005
Overhead | Steelwork | Conductor and Insulator Fittings | N/A | Link Cranked,(70kn Minimum Failing Load) Drawing Number 1.09.101.0452 Sheet 1 Item 1 | 240974 | BB Price | Yes | Birmingham, England |  |  | NPS/001/005
Overhead | Steelwork | Conductor and Insulator Fittings | N/A | Link Cranked,(70kn Minimum Failing Load) Drawing Number 1.09.101.0452 Sheet 1 Item 1 | 240974 | Mosdorfer | No | Various Locations |  |  | NPS/001/005
Overhead | Steelwork | Conductor and Insulator Fittings | N/A | Link Cranked (70kn Minimum Failing Load) Drawing Number 1.09.101.0452 Sheet 1 Item 2 | 241515 | BB Price | Yes | Birmingham, England |  |  | NPS/001/005
Overhead | Steelwork | Conductor and Insulator Fittings | N/A | Link Cranked (70kn Minimum Failing Load) Drawing Number 1.09.101.0452 Sheet 1 Item 2 | 241515 | Mosdorfer | No | Various Locations |  |  | NPS/001/005
Overhead | Steelwork | Conductor and Insulator Fittings | N/A | Link Cranked (70kn Minimum Failing Load) Drawing Number 1.09.101.0452 Sheet 1 Item 3 | 242679 | BB Price | Yes | Birmingham, England |  |  | NPS/001/005
Overhead | Steelwork | Conductor and Insulator Fittings | N/A | Link Cranked (70kn Minimum Failing Load) Drawing Number 1.09.101.0452 Sheet 1 Item 3 | 242679 | Mosdorfer | No | Various Locations |  |  | NPS/001/005
Overhead | Steelwork | Conductor and Insulator Fittings | N/A | Hook, Ball Ended (70kn Minimum Failing Load) Drawing Number 1.09.101.0454 Sheet 1 | 253071 | BB Price | Yes | Birmingham, England |  |  | NPS/001/005
Overhead | Steelwork | Conductor and Insulator Fittings | N/A | Hook, Ball Ended (70kn Minimum Failing Load) Drawing Number 1.09.101.0454 Sheet 1 | 253071 | Mosdorfer | No | Various Locations |  |  | NPS/001/005
Overhead | Steelwork | Conductor and Insulator Fittings | N/A | Eye Link, Ball Ended (70kn Minimum Failing Load) Drawing Number 1.09.101.0455 Sheet 1 | 251907 | BB Price | Yes | Birmingham, England |  |  | NPS/001/005
Overhead | Steelwork | Conductor and Insulator Fittings | N/A | Eye Link, Ball Ended (70kn Minimum Failing Load) Drawing Number 1.09.101.0455 Sheet 1 | 251907 | Mosdorfer | No | Various Locations |  |  | NPS/001/005
Overhead | Steelwork | Conductor and Insulator Fittings | N/A | Ball Clevis (70kn Minimum Failing Load) Drawing Number 1.09.101.0456 Sheet 1 | 248586 | BB Price | Yes | Birmingham, England |  |  | NPS/001/005
Overhead | Steelwork | Conductor and Insulator Fittings | N/A | Ball Clevis (70kn Minimum Failing Load) Drawing Number 1.09.101.0456 Sheet 1 | 248586 | Mosdorfer | No | Various Locations |  |  | NPS/001/005
Overhead | Steelwork | Conductor and Insulator Fittings | N/A | Socket Clevis (70kn Minimum Failing Load) Drawing Number 1.09.101.0457 Sheet 1 | 248590 | BB Price | Yes | Birmingham, England |  |  | NPS/001/005
Overhead | Steelwork | Conductor and Insulator Fittings | N/A | Socket Clevis (70kn Minimum Failing Load) Drawing Number 1.09.101.0457 Sheet 1 | 248590 | Mosdorfer | No | Various Locations |  |  | NPS/001/005
Overhead | Steelwork | Conductor and Insulator Fittings | N/A | Socket Tongue, (70kn Minimum Failing Load) Drawing Number 1.09.101.0458 Sheet 1 | 250764 | BB Price | Yes | Birmingham, England |  |  | NPS/001/005
Overhead | Steelwork | Conductor and Insulator Fittings | N/A | Socket Tongue, (70kn Minimum Failing Load) Drawing Number 1.09.101.0458 Sheet 1 | 250764 | Mosdorfer | No | Various Locations |  |  | NPS/001/005
Overhead | Steelwork | Conductor and Insulator Fittings | N/A | Link Single (70kn Minimum Failing Load) Drawing Number 1.09.101.0458 Sheet 1 Type 1 | 251663 | BB Price | Yes | Birmingham, England |  |  | NPS/001/005
Overhead | Steelwork | Conductor and Insulator Fittings | N/A | Link Single (70kn Minimum Failing Load) Drawing Number 1.09.101.0458 Sheet 1 Type 1 | 251663 | Mosdorfer | No | Various Locations |  |  | NPS/001/005
Overhead | Steelwork | Conductor and Insulator Fittings | N/A | Link Single (70kn Minimum Failing Load) Drawing Number 1.09.101.0458 Sheet 1 Type 2 | 251678 | BB Price | Yes | Birmingham, England |  |  | NPS/001/005
Overhead | Steelwork | Conductor and Insulator Fittings | N/A | Link Single (70kn Minimum Failing Load) Drawing Number 1.09.101.0458 Sheet 1 Type 2 | 251678 | Mosdorfer | No | Various Locations |  |  | NPS/001/005
Overhead | Steelwork | Conductor and Insulator Fittings | N/A | Landing Plate (70kn Minimum Failing Load) Drawing Number 1.09.101.0460 Sheet 1 | 247653 | BB Price | Yes | Birmingham, England |  |  | NPS/001/005
Overhead | Steelwork | Conductor and Insulator Fittings | N/A | Landing Plate (70kn Minimum Failing Load) Drawing Number 1.09.101.0460 Sheet 1 | 247653 | Mosdorfer | No | Various Locations |  |  | NPS/001/005
Overhead | Steelwork | Conductor and Insulator Fittings | N/A | Socket Clevis (125kn Minimum Failing Load) (With Arcing Horn Fixing) Drawing Number 1.09.101.0463 Sheet 1 | 240902 | BB Price | Yes | Birmingham, England |  |  | NPS/001/005
Overhead | Steelwork | Conductor and Insulator Fittings | N/A | Socket Clevis (125kn Minimum Failing Load) (With Arcing Horn Fixing) Drawing Number 1.09.101.0463 Sheet 1 | 240902 | Mosdorfer | No | Various Locations |  |  | NPS/001/005
Overhead | Steelwork | Conductor and Insulator Fittings | N/A | Socket Clevis (125kn Minimum Failing Load) Drawing Number 1.09.101.0464 Sheet 1 | 241017 | BB Price | Yes | Birmingham, England |  |  | NPS/001/005
Overhead | Steelwork | Conductor and Insulator Fittings | N/A | Socket Clevis (125kn Minimum Failing Load) Drawing Number 1.09.101.0464 Sheet 1 | 241017 | Mosdorfer | No | Various Locations |  |  | NPS/001/005
Overhead | Steelwork | Conductor and Insulator Fittings | N/A | Socket Tongue (125kn Minimum Failing Load) Drawing Number 1.09.101.0465 Sheet 1 | 241002 | BB Price | Yes | Birmingham, England |  |  | NPS/001/005
Overhead | Steelwork | Conductor and Insulator Fittings | N/A | Socket Tongue (125kn Minimum Failing Load) Drawing Number 1.09.101.0465 Sheet 2 | 241002 | Mosdorfer | No | Various Locations |  |  | NPS/001/005
Overhead | Steelwork | Conductor and Insulator Fittings | N/A | Socket Tongue (125kn Minimum Failing Load) Drawing Number 1.09.101.0465 Sheet 1 | 247600 | BB Price | Yes | Birmingham, England |  |  | NPS/001/005
Overhead | Steelwork | Conductor and Insulator Fittings | N/A | Socket Tongue (125kn Minimum Failing Load) Drawing Number 1.09.101.0465 Sheet 1 | 247600 | Mosdorfer | No | Various Locations |  |  | NPS/001/005
Overhead | Steelwork | Conductor and Insulator Fittings | N/A | Clamp Adaptor (125kn Minimum Failing Load) Drawing Number 1.09.101.0467 Sheet 1 Item 1 | 240809 | BB Price | Yes | Birmingham, England |  |  | NPS/001/005
Overhead | Steelwork | Conductor and Insulator Fittings | N/A | Clamp Adaptor (125kn Minimum Failing Load) Drawing Number 1.09.101.0467 Sheet 1 Item 1 | 240809 | Mosdorfer | No | Various Locations |  |  | NPS/001/005
Overhead | Steelwork | Conductor and Insulator Fittings | N/A | Clamp Adaptor (125kn Minimum Failing Load) Drawing Number 1.09.101.0467 Sheet 1 Item 2 | 240813 | BB Price | Yes | Birmingham, England |  |  | NPS/001/005
Overhead | Steelwork | Conductor and Insulator Fittings | N/A | Clamp Adaptor (125kn Minimum Failing Load) Drawing Number 1.09.101.0467 Sheet 1 Item 2 | 240813 | Mosdorfer | No | Various Locations |  |  | NPS/001/005
Overhead | Steelwork | Conductor and Insulator Fittings | N/A | Link Cranked (125kn Minimum Failing Load) Drawing Number 1.09.101.0469 Sheet 1 Item 1 | 240989 | BB Price | Yes | Birmingham, England |  |  | NPS/001/005
Overhead | Steelwork | Conductor and Insulator Fittings | N/A | Link Cranked (125kn Minimum Failing Load) Drawing Number 1.09.101.0469 Sheet 1 Item 1 | 240989 | Mosdorfer | No | Various Locations |  |  | NPS/001/005
Overhead | Steelwork | Conductor and Insulator Fittings | N/A | Link Cranked (125kn Minimum Failing Load) Drawing Number 1.09.101.0469 Sheet 1 Item 2 | 240175 | BB Price | Yes | Birmingham, England |  |  | NPS/001/005
Overhead | Steelwork | Conductor and Insulator Fittings | N/A | Link Cranked (125kn Minimum Failing Load) Drawing Number 1.09.101.0469 Sheet 1 Item 2 | 240175 | Mosdorfer | No | Various Locations |  |  | NPS/001/005
Overhead | Steelwork | Conductor and Insulator Fittings | N/A | Link Cranked (125kn Minimum Failing Load) Drawing Number 1.09.101.0469 Sheet 1 Item 3 | 240245 | BB Price | Yes | Birmingham, England |  |  | NPS/001/005
Overhead | Steelwork | Conductor and Insulator Fittings | N/A | Link Cranked (125kn Minimum Failing Load) Drawing Number 1.09.101.0469 Sheet 1 Item 3 | 240245 | Mosdorfer | No | Various Locations |  |  | NPS/001/005
Overhead | Steelwork | Conductor and Insulator Fittings | N/A | Ball Clevis (125kn Minimum Failing Load) Drawing Number 1.09.101.0470 Sheet 1 | 240654 | BB Price | Yes | Birmingham, England |  |  | NPS/001/005
Overhead | Steelwork | Conductor and Insulator Fittings | N/A | Ball Clevis (125kn Minimum Failing Load) Drawing Number 1.09.101.0470 Sheet 1 | 240654 | Mosdorfer | No | Various Locations |  |  | NPS/001/005
Overhead | Steelwork | Conductor and Insulator Fittings | N/A | Clamp Adaptor (70kn Minimum Failing Load) To Suit Alcangrip Dead End Assembly Drawing Number 1.09.101.0467 Sheet 1 | 260022 | BB Price | Yes | Birmingham, England |  |  | NPS/001/005
Overhead | Steelwork | Conductor and Insulator Fittings | N/A | Clamp Adaptor (70kn Minimum Failing Load) To Suit Alcangrip Dead End Assembly Drawing Number 1.09.101.0467 Sheet 1 | 260022 | Mosdorfer | No | Various Locations |  |  | NPS/001/005
Overhead | Steelwork | Conductor and Insulator Fittings | N/A | Sag Adjuster Plate Set (190kn Minimum Failing Load) Drawing Number 1.09.101.0483 Sheet 3 | 250919 | BB Price | Yes | Birmingham, England |  |  | NPS/001/005
Overhead | Steelwork | Conductor and Insulator Fittings | N/A | Sag Adjuster Plate Set (190kn Minimum Failing Load) Drawing Number 1.09.101.0483 Sheet 3 | 250919 | Mosdorfer | No | Various Locations |  |  | NPS/001/005
Overhead | Steelwork | Conductor and Insulator Fittings | N/A | Sag Adjuster Links (190kn Minimum Failing Load) Drawing Number 1.09.101.0483 Sheet 3 | 250923 | BB Price | Yes | Birmingham, England |  |  | NPS/001/005
Overhead | Steelwork | Conductor and Insulator Fittings | N/A | Sag Adjuster Links (190kn Minimum Failing Load) Drawing Number 1.09.101.0483 Sheet 3 | 250923 | Mosdorfer | No | Various Locations |  |  | NPS/001/005
Overhead | Steelwork | Conductor and Insulator Fittings | N/A | Sag Adjuster Shackle (190kn Minimum Failing Load) Drawing Number 1.09.101.0483 Sheet 3 | 250938 | BB Price | Yes | Birmingham, England |  |  | NPS/001/005
Overhead | Steelwork | Conductor and Insulator Fittings | N/A | Sag Adjuster Shackle (190kn Minimum Failing Load) Drawing Number 1.09.101.0483 Sheet 3 | 250938 | Mosdorfer | No | Various Locations |  |  | NPS/001/005
Overhead | Steelwork | Conductor and Insulator Fittings | N/A | Sag Adjuster Plate (70kn Minimum Failing Load) Drawing Number 1.09.101.0483 Sheet 4 | 250942 | BB Price | Yes | Birmingham, England |  |  | NPS/001/005
Overhead | Steelwork | Conductor and Insulator Fittings | N/A | Sag Adjuster Plate (70kn Minimum Failing Load) Drawing Number 1.09.101.0483 Sheet 4 | 250942 | Mosdorfer | No | Various Locations |  |  | NPS/001/005
Overhead | Steelwork | Conductor and Insulator Fittings | N/A | Arc Horn, 2 Point Smooth Round Tip Drawing Number 1.09.101.0489 Sheet 1 Item 2 | 254591 | BB Price | Yes | Birmingham, England |  | Only for repairs, new strings use composite assemblies. | NPS/001/005
Overhead | Steelwork | Conductor and Insulator Fittings | N/A | Arc Horn, 2 Point Smooth Round Tip Drawing Number 1.09.101.0489 Sheet 1 Item 2 | 254591 | Mosdorfer | No | Various Locations |  | Only for repairs, new strings use composite assemblies. | NPS/001/005
Overhead | Steelwork | Conductor and Insulator Fittings | N/A | Arc Horn, 2 Point, Smooth Round Tip Drawing Number 1.09.101.0489 Sheet 1 Item 1 | 240635 | BB Price | Yes | Birmingham, England |  | Only for repairs, new strings use composite assemblies. | NPS/001/005
Overhead | Steelwork | Conductor and Insulator Fittings | N/A | Arc Horn, 2 Point, Smooth Round Tip Drawing Number 1.09.101.0489 Sheet 1 Item 1 | 240635 | Mosdorfer | No | Various Locations |  | Only for repairs, new strings use composite assemblies. | NPS/001/005
Overhead | Steelwork | Conductor and Insulator Fittings | N/A | Arc Horn, Extension Drawing Number 1.09.101.0490 Sheet 1 | 238461 | BB Price | Yes | Birmingham, England |  | Only for repairs, new strings use composite assemblies. | NPS/001/005
Overhead | Steelwork | Conductor and Insulator Fittings | N/A | Arc Horn, Extension Drawing Number 1.09.101.0490 Sheet 1 | 238461 | Mosdorfer | No | Various Locations |  | Only for repairs, new strings use composite assemblies. | NPS/001/005
Overhead | Steelwork | Conductor and Insulator Fittings | N/A | Arc Horn, Earth End For Post Insulators Drawing Number 1.09.101.0490 Sheet 18 | 246044 | BB Price | Yes | Birmingham, England |  | Only for repairs, new strings use composite assemblies. | NPS/001/005
Overhead | Steelwork | Conductor and Insulator Fittings | N/A | Arc Horn, Earth End For Post Insulators Drawing Number 1.09.101.0490 Sheet 18 | 246044 | Mosdorfer | No | Various Locations |  | Only for repairs, new strings use composite assemblies. | NPS/001/005
Overhead | Steelwork | Conductor and Insulator Fittings | N/A | Arc Horn, Live End For Post Insulators Drawing Number 1.09.101.0490 Sheet 19 | 246186 | BB Price | Yes | Birmingham, England |  | Only for repairs, new strings use composite assemblies. | NPS/001/005
Overhead | Steelwork | Conductor and Insulator Fittings | N/A | Arc Horn, Live End For Post Insulators Drawing Number 1.09.101.0490 Sheet 19 | 246186 | Mosdorfer | No | Various Locations |  | Only for repairs, new strings use composite assemblies. | NPS/001/005
Overhead | Steelwork | Conductor and Insulator Fittings | N/A | Arc Horn, 1 Point Smooth Tip For Tension Assemblies Drawing Number 1.09.101.0492 Sheet 1 Item 9 | 254568 | BB Price | Yes | Birmingham, England |  | Only for repairs, new strings use composite assemblies. | NPS/001/005
Overhead | Steelwork | Conductor and Insulator Fittings | N/A | Arc Horn, 1 Point Smooth Tip For Tension Assemblies Drawing Number 1.09.101.0492 Sheet 1 Item 9 | 254568 | Mosdorfer | No | Various Locations |  | Only for repairs, new strings use composite assemblies. | NPS/001/005
Overhead | Steelwork | Conductor and Insulator Fittings | N/A | Arc Horn, 1 Point Smooth Tip For Tension Assemblies Drawing Number 1.09.101.0492 Sheet 1 Item 1 | 254515 | BB Price | Yes | Birmingham, England |  | Only for repairs, new strings use composite assemblies. | NPS/001/005
Overhead | Steelwork | Conductor and Insulator Fittings | N/A | Arc Horn, 1 Point Smooth Tip For Tension Assemblies Drawing Number 1.09.101.0492 Sheet 1 Item 1 | 254515 | Mosdorfer | No | Various Locations |  | Only for repairs, new strings use composite assemblies. | NPS/001/005
Overhead | Steelwork | Conductor and Insulator Fittings | N/A | Arc Horn, 1 Point Smooth Tip For Tension Assemblies Drawing Number 1.09.101.0492 Sheet 1 Item 2 | 254534 | BB Price | Yes | Birmingham, England |  | Only for repairs, new strings use composite assemblies. | NPS/001/005
Overhead | Steelwork | Conductor and Insulator Fittings | N/A | Arc Horn, 1 Point Smooth Tip For Tension Assemblies Drawing Number 1.09.101.0492 Sheet 1 Item 2 | 254534 | Mosdorfer | No | Various Locations |  | Only for repairs, new strings use composite assemblies. | NPS/001/005
Overhead | Steelwork | Conductor and Insulator Fittings | N/A | Arc Horn, 1 Point Smooth Tip For Tension Assemblies Drawing Number 1.09.101.0492 Sheet 1 Item 3 | 254549 | BB Price | Yes | Birmingham, England |  | Only for repairs, new strings use composite assemblies. | NPS/001/005
Overhead | Steelwork | Conductor and Insulator Fittings | N/A | Arc Horn, 1 Point Smooth Tip For Tension Assemblies Drawing Number 1.09.101.0492 Sheet 1 Item 3 | 254549 | Mosdorfer | No | Various Locations |  | Only for repairs, new strings use composite assemblies. | NPS/001/005
Overhead | Steelwork | Conductor and Insulator Fittings | N/A | Arc Horn, 1 Point Smooth Tip For Tension Assemblies Drawing Number 1.09.101.0492 Sheet 1 Item 4 | 254661 | BB Price | Yes | Birmingham, England |  | Only for repairs, new strings use composite assemblies. | NPS/001/005
Overhead | Steelwork | Conductor and Insulator Fittings | N/A | Arc Horn, 1 Point Smooth Tip For Tension Assemblies Drawing Number 1.09.101.0492 Sheet 1 Item 4 | 254661 | Mosdorfer | No | Various Locations |  | Only for repairs, new strings use composite assemblies. | NPS/001/005
Overhead | Steelwork | Conductor and Insulator Fittings | N/A | Arc Horn, 1 Point Smooth Tip For Tension Assemblies Drawing Number 1.09.101.0492 Sheet 1 Item 5 | 254553 | BB Price | Yes | Birmingham, England |  | Only for repairs, new strings use composite assemblies. | NPS/001/005
Overhead | Steelwork | Conductor and Insulator Fittings | N/A | Arc Horn, 1 Point Smooth Tip For Tension Assemblies Drawing Number 1.09.101.0492 Sheet 1 Item 5 | 254553 | Mosdorfer | No | Various Locations |  | Only for repairs, new strings use composite assemblies. | NPS/001/005
Overhead | Steelwork | Conductor and Insulator Fittings | N/A | Arc Horn, 1 Point Smooth Tip For Tension Assemblies Drawing Number 1.09.101.0492 Sheet 1 Item 6 | 254676 | BB Price | Yes | Birmingham, England |  | Only for repairs, new strings use composite assemblies. | NPS/001/005
Overhead | Steelwork | Conductor and Insulator Fittings | N/A | Arc Horn, 1 Point Smooth Tip For Tension Assemblies Drawing Number 1.09.101.0492 Sheet 1 Item 6 | 254676 | Mosdorfer | No | Various Locations |  | Only for repairs, new strings use composite assemblies. | NPS/001/005
Overhead | Steelwork | Conductor and Insulator Fittings | N/A | Arc Horn, 1 Point Smooth Tip For Tension Assemblies Drawing Number 1.09.101.0492 Sheet 1 Item 10 | 240546 | BB Price | Yes | Birmingham, England |  | Only for repairs, new strings use composite assemblies. | NPS/001/005
Overhead | Steelwork | Conductor and Insulator Fittings | N/A | Arc Horn, 1 Point Smooth Tip For Tension Assemblies Drawing Number 1.09.101.0492 Sheet 1 Item 10 | 240546 | Mosdorfer | No | Various Locations |  | Only for repairs, new strings use composite assemblies. | NPS/001/005
Overhead | Steelwork | Conductor and Insulator Fittings | N/A | Arc Horn, 1 Point Smooth Tip For Tension Assemblies Drawing Number 1.09.101.0492 Sheet 1 Item 7 | 240527 | BB Price | Yes | Birmingham, England |  | Only for repairs, new strings use composite assemblies. | NPS/001/005
Overhead | Steelwork | Conductor and Insulator Fittings | N/A | Arc Horn, 1 Point Smooth Tip For Tension Assemblies Drawing Number 1.09.101.0492 Sheet 1 Item 7 | 240527 | Mosdorfer | No | Various Locations |  | Only for repairs, new strings use composite assemblies. | NPS/001/005
Overhead | Steelwork | Conductor and Insulator Fittings | N/A | Arc Horn, 1 Point Smooth Tip For Tension Assemblies Drawing Number 1.09.101.0492 Sheet 1 Item 8 | 240531 | BB Price | Yes | Birmingham, England |  | Only for repairs, new strings use composite assemblies. | NPS/001/005
Overhead | Steelwork | Conductor and Insulator Fittings | N/A | Arc Horn, 1 Point Smooth Tip For Tension Assemblies Drawing Number 1.09.101.0492 Sheet 1 Item 8 | 240531 | Mosdorfer | No | Various Locations |  | Only for repairs, new strings use composite assemblies. | NPS/001/005
Overhead | Steelwork | Conductor and Insulator Fittings | N/A | Arc Horn, 2 Point, Round End For Suspension Set Drawing Number 1.09.101.0493 Sheet 1 Item 1 | 240601 | BB Price | Yes | Birmingham, England |  | Only for repairs, new strings use composite assemblies. | NPS/001/005
Overhead | Steelwork | Conductor and Insulator Fittings | N/A | Arc Horn, 2 Point, Round End For Suspension Set Drawing Number 1.09.101.0493 Sheet 1 Item 1 | 240601 | Mosdorfer | No | Various Locations |  | Only for repairs, new strings use composite assemblies. | NPS/001/005
Overhead | Steelwork | Conductor and Insulator Fittings | N/A | Arc Horn, 2 Point, Round End, For Suspension Set To Drawing Number 1.09.101.0493 Sheet 1 Item 2 | 249409 | BB Price | Yes | Birmingham, England |  | Only for repairs, new strings use composite assemblies. | NPS/001/005
Overhead | Steelwork | Conductor and Insulator Fittings | N/A | Arc Horn, 2 Point, Round End, For Suspension Set To Drawing Number 1.09.101.0493 Sheet 1 Item 2 | 249409 | Mosdorfer | No | Various Locations |  | Only for repairs, new strings use composite assemblies. | NPS/001/005
Overhead | Steelwork | Conductor and Insulator Fittings | N/A | Arc Horn, 2 Point, Round End For Suspension Set Drawing Number 1.09.101.0493 Sheet 1 Item 3 | 249413 | BB Price | Yes | Birmingham, England |  | Only for repairs, new strings use composite assemblies. | NPS/001/005
Overhead | Steelwork | Conductor and Insulator Fittings | N/A | Arc Horn, 2 Point, Round End For Suspension Set Drawing Number 1.09.101.0493 Sheet 1 Item 3 | 249413 | Mosdorfer | No | Various Locations |  | Only for repairs, new strings use composite assemblies. | NPS/001/005
Overhead | Steelwork | Conductor and Insulator Fittings | N/A | Arc Horn, 2 Point, Round End For Suspension Set Drawing Number 1.09.101.0493 Sheet 1 Item 4 | 249432 | BB Price | Yes | Birmingham, England |  | Only for repairs, new strings use composite assemblies. | NPS/001/005
Overhead | Steelwork | Conductor and Insulator Fittings | N/A | Arc Horn, 2 Point, Round End For Suspension Set Drawing Number 1.09.101.0493 Sheet 1 Item 4 | 249432 | Mosdorfer | No | Various Locations |  | Only for repairs, new strings use composite assemblies. | NPS/001/005
Overhead | Steelwork | Conductor and Insulator Fittings | N/A | Arc Horn, 2 Point, Round End For Suspension Set Drawing Number 1.09.101.0493 Sheet 1 Item 5 | 249428 | BB Price | Yes | Birmingham, England |  | Only for repairs, new strings use composite assemblies. | NPS/001/005
Overhead | Steelwork | Conductor and Insulator Fittings | N/A | Arc Horn, 2 Point, Round End For Suspension Set Drawing Number 1.09.101.0493 Sheet 1 Item 5 | 249428 | Mosdorfer | No | Various Locations |  | Only for repairs, new strings use composite assemblies. | NPS/001/005
Overhead | Steelwork | Conductor and Insulator Fittings | N/A | Arc Horn, 1 Point, Round End For Tension Set Drawing Number 1.09.101.0494 Sheet 1 Item 1 | 240423 | BB Price | Yes | Birmingham, England |  | Only for repairs, new strings use composite assemblies. | NPS/001/005
Overhead | Steelwork | Conductor and Insulator Fittings | N/A | Arc Horn, 1 Point, Round End For Tension Set Drawing Number 1.09.101.0494 Sheet 1 Item 1 | 240423 | Mosdorfer | No | Various Locations |  | Only for repairs, new strings use composite assemblies. | NPS/001/005
Overhead | Steelwork | Conductor and Insulator Fittings | N/A | Arc Horn, 1 Point, Round End For Tension Set To Drawing Number 1.09.101.0494 Sheet 1 Item 4 | 240480 | BB Price | Yes | Birmingham, England |  | Only for repairs, new strings use composite assemblies. | NPS/001/005
Overhead | Steelwork | Conductor and Insulator Fittings | N/A | Arc Horn, 1 Point, Round End For Tension Set To Drawing Number 1.09.101.0494 Sheet 1 Item 4 | 240480 | Mosdorfer | No | Various Locations |  | Only for repairs, new strings use composite assemblies. | NPS/001/005
Overhead | Steelwork | Conductor and Insulator Fittings | N/A | Arc Horn, 1 Point, Round End For Tension Set To Drawing Number 1.09.101.0494 Sheet 1 Item | 240103 | BB Price | Yes | Birmingham, England |  | Only for repairs, new strings use composite assemblies. | NPS/001/005
Overhead | Steelwork | Conductor and Insulator Fittings | N/A | Arc Horn, 1 Point, Round End For Tension Set To Drawing Number 1.09.101.0494 Sheet 1 Item | 240103 | Mosdorfer | No | Various Locations |  | Only for repairs, new strings use composite assemblies. | NPS/001/005
Overhead | Steelwork | Conductor and Insulator Fittings | N/A | Arc Horn, 1 Point, Round End For Tension Set Drawing Number 1.09.101.0494 Sheet 1 Item 6 | 240264 | BB Price | Yes | Birmingham, England |  | Only for repairs, new strings use composite assemblies. | NPS/001/005
Overhead | Steelwork | Conductor and Insulator Fittings | N/A | Arc Horn, 1 Point, Round End For Tension Set Drawing Number 1.09.101.0494 Sheet 1 Item 6 | 240264 | Mosdorfer | No | Various Locations |  | Only for repairs, new strings use composite assemblies. | NPS/001/005
Overhead | Steelwork | Conductor and Insulator Fittings | N/A | Arc Horn, 1 Point, Round End For Tension Set Drawing Number 1.09.101.0494 Sheet 1 Item 7 | 244424 | BB Price | Yes | Birmingham, England |  | Only for repairs, new strings use composite assemblies. | NPS/001/005
Overhead | Steelwork | Conductor and Insulator Fittings | N/A | Arc Horn, 1 Point, Round End For Tension Set Drawing Number 1.09.101.0494 Sheet 1 Item 7 | 244424 | Mosdorfer | No | Various Locations |  | Only for repairs, new strings use composite assemblies. | NPS/001/005
Overhead | Steelwork | Conductor and Insulator Fittings | N/A | Arc Horn, 2 Point, Round End Drawing Number 1.09.101.0495 Sheet 1 | 240616 | BB Price | Yes | Birmingham, England |  | Only for repairs, new strings use composite assemblies. | NPS/001/005
Overhead | Steelwork | Conductor and Insulator Fittings | N/A | Arc Horn, 2 Point, Round End Drawing Number 1.09.101.0495 Sheet 1 | 240616 | Mosdorfer | No | Various Locations |  | Only for repairs, new strings use composite assemblies. | NPS/001/005
Overhead | Steelwork | Conductor and Insulator Fittings | N/A | Arc Horn, 1 Point, Ring End Drawing Number 1.09.101.0428 Sheet 1 Item 2 | 254572 | BB Price | Yes | Birmingham, England |  | Only for repairs, new strings use composite assemblies. | NPS/001/005
Overhead | Steelwork | Conductor and Insulator Fittings | N/A | Arc Horn, 1 Point, Ring End Drawing Number 1.09.101.0428 Sheet 1 Item 2 | 254572 | Mosdorfer | No | Various Locations |  | Only for repairs, new strings use composite assemblies. | NPS/001/005
Overhead | Steelwork | Conductor and Insulator Fittings | N/A | Arc Horn, 1 Point, Ring End Drawing Number 1.09.101.0495 Sheet 1 Item 1 | 240584 | BB Price | Yes | Birmingham, England |  | Only for repairs, new strings use composite assemblies. | NPS/001/005
Overhead | Steelwork | Conductor and Insulator Fittings | N/A | Arc Horn, 1 Point, Ring End Drawing Number 1.09.101.0495 Sheet 1 Item 1 | 240584 | Mosdorfer | No | Various Locations |  | Only for repairs, new strings use composite assemblies. | NPS/001/005
Overhead | Steelwork | Conductor and Insulator Fittings | N/A | Suspension Clamp, For Aluminium Conductor Drawing Number 1.09.101.0498 Sheet 1 | 246010 | BB Price | Yes | Birmingham, England |  |  | NPS/001/005
Overhead | Steelwork | Conductor and Insulator Fittings | N/A | Suspension Clamp, For Aluminium Conductor Drawing Number 1.09.101.0498 Sheet 1 | 246010 | Mosdorfer | No | Various Locations |  |  | NPS/001/005
Overhead | Steelwork | Conductor and Insulator Fittings | N/A | Hook, Ball Ended Pigtail 20kn Minimum failure Level | 252948 | BB Price | Yes | Birmingham, England |  |  | NPS/001/005
Overhead | Steelwork | Conductor and Insulator Fittings | N/A | Hook, Ball Ended Pigtail 20kn Minimum failure Level | 252948 | Mosdorfer | No | Various Locations |  |  | NPS/001/005
Overhead | Steelwork | Conductor and Insulator Fittings | N/A | Hook, Ball Ended Pigtail 20kn Minimum failure Level Drawing Number 1.09.101.0502 Sheet 1 | 261839 | BB Price | Yes | Birmingham, England |  |  | NPS/001/005
Overhead | Steelwork | Conductor and Insulator Fittings | N/A | Hook, Ball Ended Pigtail 20kn Minimum failure Level Drawing Number 1.09.101.0502 Sheet 1 | 261839 | Mosdorfer | No | Various Locations |  |  | NPS/001/005
Overhead | Steelwork | Conductor and Insulator Fittings | N/A | 10kn Minimum Failure Level With 230mm Stalk Drawing Number 1.09.101.0527 Sheet 1 Item 1 | 261824 | BB Price | Yes | Birmingham, England |  |  | NPS/001/005
Overhead | Steelwork | Conductor and Insulator Fittings | N/A | 10kn Minimum Failure Level With 230mm Stalk Drawing Number 1.09.101.0527 Sheet 1 Item 1 | 261824 | Mosdorfer | No | Various Locations |  |  | NPS/001/005
Overhead | Steelwork | Conductor and Insulator Fittings | N/A | Insulator Pin, 10kn Minimum Failure Level With 305mm Stalk Drawing Number 1.09.101.0527 Sheet 1 Item 2 | 261843 | BB Price | Yes | Birmingham, England |  |  | NPS/001/005
Overhead | Steelwork | Conductor and Insulator Fittings | N/A | Insulator Pin, 10kn Minimum Failure Level With 305mm Stalk Drawing Number 1.09.101.0527 Sheet 1 Item 2 | 261843 | Mosdorfer | No | Various Locations |  |  | NPS/001/005
Overhead | Steelwork | Conductor and Insulator Fittings | 66kV | Arc Horn, 66kV Lower Post Insulator To Drawing Number 1.09.101.0589 Sheet 4 Item 7 | 240283 | BB Price | Yes | Birmingham, England |  | Only for repairs, new strings use composite assemblies. | NPS/001/005
Overhead | Steelwork | Conductor and Insulator Fittings | 66kV | Arc Horn, 66kV Lower Post Insulator To Drawing Number 1.09.101.0589 Sheet 4 Item 7 | 240283 | Mosdorfer | No | Various Locations |  | Only for repairs, new strings use composite assemblies. | NPS/001/005
Overhead | Steelwork | Conductor and Insulator Fittings | 66kV | Arc Horn, 66kV Upper Post Insulator Drawing Number 1.09.101.0589 Sheet 4 Item 6 | 240279 | BB Price | Yes | Birmingham, England |  | Only for repairs, new strings use composite assemblies. | NPS/001/005
Overhead | Steelwork | Conductor and Insulator Fittings | 66kV | Arc Horn, 66kV Upper Post Insulator Drawing Number 1.09.101.0589 Sheet 4 Item 6 | 240279 | Mosdorfer | No | Various Locations |  | Only for repairs, new strings use composite assemblies. | NPS/001/005
Overhead | Steelwork | Conductor and Insulator Fittings | N/A | Single Link, For Insulator Assembly Drawing Number 1.09.101.0609 Sheet 1 | 250514 | BB Price | Yes | Birmingham, England |  | Only for repairs, new strings use composite assemblies. | NPS/001/005
Overhead | Steelwork | Conductor and Insulator Fittings | N/A | Single Link, For Insulator Assembly Drawing Number 1.09.101.0609 Sheet 1 | 250514 | Mosdorfer | No | Various Locations |  | Only for repairs, new strings use composite assemblies. | NPS/001/005
Overhead | Steelwork | Conductor and Insulator Fittings | N/A | Pin Insulator Pilot 0.7kn Minimum Failure Level Shank 150mm Drawing Number 1.09.101.0619 Sheet 1 Item 2 | 261896 | BB Price | Yes | Birmingham, England |  |  | NPS/001/005
Overhead | Steelwork | Conductor and Insulator Fittings | N/A | Pin Insulator Pilot 0.7kn Minimum Failure Level Shank 150mm Drawing Number 1.09.101.0619 Sheet 1 Item 2 | 261896 | Mosdorfer | No | Various Locations |  |  | NPS/001/005
Overhead | Steelwork | Conductor and Insulator Fittings | N/A | Pin Insulator, Pilot 0.7kn Minimum Failure Level Shank 50mm Drawing Number 1.09.101.0619 Sheet 1 Item 1 | 261909 | BB Price | Yes | Birmingham, England |  |  | NPS/001/005
Overhead | Steelwork | Conductor and Insulator Fittings | N/A | Pin Insulator, Pilot 0.7kn Minimum Failure Level Shank 50mm Drawing Number 1.09.101.0619 Sheet 1 Item 1 | 261909 | Mosdorfer | No | Various Locations |  |  | NPS/001/005
Overhead | Steelwork | Conductor and Insulator Fittings | N/A | Link, Single (70kn Minimum Failing Load) Drawing Number 1.09.101.0609 Sheet 1 Type 3 | 251682 | BB Price | Yes | Birmingham, England |  |  | NPS/001/005
Overhead | Steelwork | Conductor and Insulator Fittings | N/A | Link, Single (70kn Minimum Failing Load) Drawing Number 1.09.101.0609 Sheet 1 Type 3 | 251682 | Mosdorfer | No | Various Locations |  |  | NPS/001/005
Overhead | Steelwork | Conductor and Insulator Fittings | N/A | Eye Link, Ball Ended (70kn Minimum Failing Load) Drawing Number 1.09.101.0455 Sheet 2 | 225110 | BB Price | Yes | Birmingham, England |  |  | NPS/001/005
Overhead | Steelwork | Conductor and Insulator Fittings | N/A | Eye Link, Ball Ended (70kn Minimum Failing Load) Drawing Number 1.09.101.0455 Sheet 2 | 225110 | Mosdorfer | No | Various Locations |  |  | NPS/001/005
Overhead | Steelwork | Conductor and Insulator Fittings | N/A | Single Link, For Insulator Assembly Drawing Number 1.09.101.0471 Sheet 2 | 225102 | BB Price | Yes | Birmingham, England |  |  | NPS/001/005
Overhead | Steelwork | Conductor and Insulator Fittings | N/A | Single Link, For Insulator Assembly Drawing Number 1.09.101.0471 Sheet 2 | 225102 | Mosdorfer | No | Various Locations |  |  | NPS/001/005
Overhead | Steelwork | Conductor and Insulator Fittings | N/A | Sag Adjuster, Landing Plate (70kn Minimum Failing Load) Drawing Number 1.09.101.0483 Sheet 5 | 225946 | BB Price | Yes | Birmingham, England |  |  | NPS/001/005
Overhead | Steelwork | Conductor and Insulator Fittings | N/A | Sag Adjuster, Landing Plate (70kn Minimum Failing Load) Drawing Number 1.09.101.0483 Sheet 5 | 225946 | Mosdorfer | No | Various Locations |  |  | NPS/001/005
Overhead | Steelwork | Conductor and Insulator Fittings | N/A | Landing Plates (70kn Minimum Failing Load) Drawing Number 1.09.101.0466 Sheet 1 | 225938 | BB Price | Yes | Birmingham, England |  |  | NPS/001/005
Overhead | Steelwork | Conductor and Insulator Fittings | N/A | Landing Plates (70kn Minimum Failing Load) Drawing Number 1.09.101.0466 Sheet 1 | 225938 | Mosdorfer | No | Various Locations |  |  | NPS/001/005
Overhead | Steelwork | Conductor and Insulator Fittings | N/A | Landing Plates (125kn Minimum Failing Load) Drawing Number 1.09.101.0466 Sheet 1 Item 1 | 225151 | BB Price | Yes | Birmingham, England |  |  | NPS/001/005
Overhead | Steelwork | Conductor and Insulator Fittings | N/A | Landing Plates (125kn Minimum Failing Load) Drawing Number 1.09.101.0466 Sheet 1 Item 1 | 225151 | Mosdorfer | No | Various Locations |  |  | NPS/001/005
Overhead | Steelwork | Conductor and Insulator Fittings | N/A | Landing Plates (125kn Minimum Failing Load) Drawing Number 1.09.101.0466 Sheet 1 Item 2 | 226365 | BB Price | Yes | Birmingham, England |  |  | NPS/001/005
Overhead | Steelwork | Conductor and Insulator Fittings | N/A | Landing Plates (125kn Minimum Failing Load) Drawing Number 1.09.101.0466 Sheet 1 Item 2 | 226365 | Mosdorfer | No | Various Locations |  |  | NPS/001/005
Overhead | Steelwork | Conductor and Insulator Fittings | N/A | Eye Link, Ball Ended (125kn Minimum Failing Load) Drawing Number 1.09.101.0455 Sheet 1 | 224253 | BB Price | Yes | Birmingham, England |  |  | NPS/001/005
Overhead | Steelwork | Conductor and Insulator Fittings | N/A | Eye Link, Ball Ended (125kn Minimum Failing Load) Drawing Number 1.09.101.0455 Sheet 1 | 224253 | Mosdorfer | No | Various Locations |  |  | NPS/001/005
Overhead | Steelwork | Conductor and Insulator Fittings | N/A | Landing Plates Light Line Terminating Strap (20kn Minimum Failing Load) Drawing Number 1.09.101.0477 Sheet 3 | 228031 | BB Price | Yes | Birmingham, England |  |  | NPS/001/005
Overhead | Steelwork | Conductor and Insulator Fittings | N/A | Landing Plates Light Line Terminating Strap (20kn Minimum Failing Load) Drawing Number 1.09.101.0477 Sheet 3 | 228031 | Mosdorfer | No | Various Locations |  |  | NPS/001/005
Overhead | Steelwork | Conductor and Insulator Fittings | 132kV | Arcing Horn, 132kV Suspension Line End Single Conductor Drawing Number 1.09.101.0497 Sheet 2 | 225086 | BB Price | Yes | Birmingham, England |  | Only for repairs, new strings use composite assemblies. | NPS/001/005
Overhead | Steelwork | Conductor and Insulator Fittings | 132kV | Arcing Horn, 132kV Suspension Line End Single Conductor Drawing Number 1.09.101.0497 Sheet 2 | 225086 | Mosdorfer | No | Various Locations |  | Only for repairs, new strings use composite assemblies. | NPS/001/005
Overhead | Steelwork | Conductor and Insulator Fittings | 132kV | Arcing Horn, 132kV Suspension Earth End Single Conductor Drawing Number 1.09.101.0497 Sheet 3 | 225078 | BB Price | Yes | Birmingham, England |  | Only for repairs, new strings use composite assemblies. | NPS/001/005
Overhead | Steelwork | Conductor and Insulator Fittings | 132kV | Arcing Horn, 132kV Suspension Earth End Single Conductor Drawing Number 1.09.101.0497 Sheet 3 | 225078 | Mosdorfer | No | Various Locations |  | Only for repairs, new strings use composite assemblies. | NPS/001/005
Overhead | Steelwork | Conductor and Insulator Fittings | 132kV | Arcing Horn, 132kV Tension Set Earth End For Approach Set To Drawing Number 1.09.101.0497 Sheet 4 | 225029 | BB Price | Yes | Birmingham, England |  | Only for repairs, new strings use composite assemblies. | NPS/001/005
Overhead | Steelwork | Conductor and Insulator Fittings | 132kV | Arcing Horn, 132kV Tension Set Earth End For Approach Set To Drawing Number 1.09.101.0497 Sheet 4 | 225029 | Mosdorfer | No | Various Locations |  | Only for repairs, new strings use composite assemblies. | NPS/001/005
Overhead | Steelwork | Conductor and Insulator Fittings | N/A | Shackle, Mfl 125kn Drawing Number Y204l0707 | 226316 | BB Price | Yes | Birmingham, England |  |  | NPS/001/005
Overhead | Steelwork | Conductor and Insulator Fittings | N/A | Shackle, Mfl 125kn Drawing Number Y204l0707 | 226316 | Mosdorfer | No | Various Locations |  |  | NPS/001/005
Overhead | Steelwork | Conductor and Insulator Fittings | 66kV | Arcing Horn, 66kV 125kn Tension Set Earth End Pin Fitting Drawing Number Y204l0708 | 224840 | BB Price | Yes | Birmingham, England |  | Only for repairs, new strings use composite assemblies. | NPS/001/005
Overhead | Steelwork | Conductor and Insulator Fittings | 66kV | Arcing Horn, 66kV 125kn Tension Set Earth End Pin Fitting Drawing Number Y204l0708 | 224840 | Mosdorfer | No | Various Locations |  | Only for repairs, new strings use composite assemblies. | NPS/001/005
Overhead | Steelwork | Conductor and Insulator Fittings | 66kV | Arcing Horn, 66kV 125kn Tension Set Earth End Flag Fitting Drawing Number Y204l0708 | 224949 | BB Price | Yes | Birmingham, England |  | Only for repairs, new strings use composite assemblies. | NPS/001/005
Overhead | Steelwork | Conductor and Insulator Fittings | 66kV | Arcing Horn, 66kV 125kn Tension Set Earth End Flag Fitting Drawing Number Y204l0708 | 224949 | Mosdorfer | No | Various Locations |  | Only for repairs, new strings use composite assemblies. | NPS/001/005
Overhead | Steelwork | Conductor and Insulator Fittings | 33/66kV | Arcing Horn, 33/66kV Suspension Set Line End Flag Fitting Drawing Number Y204l0709 | 225003 | BB Price | Yes | Birmingham, England |  | Only for repairs, new strings use composite assemblies. | NPS/001/005
Overhead | Steelwork | Conductor and Insulator Fittings | 33/66kV | Arcing Horn, 33/66kV Suspension Set Line End Flag Fitting Drawing Number Y204l0709 | 225003 | Mosdorfer | No | Various Locations |  | Only for repairs, new strings use composite assemblies. | NPS/001/005
Overhead | Steelwork | Conductor and Insulator Fittings | 66kV | Arcing Horn, 66kV Suspension Set Earth End Flag Fitting Drawing Number Y204l0709 | 224972 | BB Price | Yes | Birmingham, England |  | Only for repairs, new strings use composite assemblies. | NPS/001/005
Overhead | Steelwork | Conductor and Insulator Fittings | 66kV | Arcing Horn, 66kV Suspension Set Earth End Flag Fitting Drawing Number Y204l0709 | 224972 | Mosdorfer | No | Various Locations |  | Only for repairs, new strings use composite assemblies. | NPS/001/005
Overhead | Steelwork | Conductor and Insulator Fittings | N/A | Ball Tension Link, Mfl 120kn To Ye/M/Bpc 220 | 225128 | BB Price | Yes | Birmingham, England |  |  | NPS/001/005
Overhead | Steelwork | Conductor and Insulator Fittings | N/A | Ball Tension Link, Mfl 120kn To Ye/M/Bpc 220 | 225128 | Mosdorfer | No | Various Locations |  |  | NPS/001/005
Overhead | Steelwork | Stay Fittings | N/A | Stay Rod, Tubular 22mm Drawing Number 1.00.043.9101 Sheet 2 | 231477 | BB Price | Yes | Birmingham, England |  |  | NPS/001/005
Overhead | Steelwork | Stay Fittings | N/A | Stay Rod, Tubular 22mm Drawing Number 1.00.043.9101 Sheet 2 | 231477 | Mosdorfer | No | Various Locations |  |  | NPS/001/005
Overhead | Steelwork | Stay Fittings | N/A | Stay Plate, Single Make-off Drawing Number 1.00.043.9110 Sheet 1 | 237134 | BB Price | Yes | Birmingham, England |  |  | NPS/001/005
Overhead | Steelwork | Stay Fittings | N/A | Stay Plate, Single Make-off Drawing Number 1.00.043.9110 Sheet 1 | 237134 | Mosdorfer | No | Various Locations |  |  | NPS/001/005
Overhead | Steelwork | Stay Fittings | 66kV | Stay Strap, 66kV Single Circuit Lines Drawing Number 1.00.043.9113 Sheet 1 | 252647 | BB Price | Yes | Birmingham, England |  |  | NPS/001/005
Overhead | Steelwork | Stay Fittings | N/A | Stay Strap, 66kV Single Circuit Lines Drawing Number 1.00.043.9113 Sheet 1 | 252647 | Mosdorfer | No | Various Locations |  |  | NPS/001/005
Overhead | Steelwork | Stay Fittings | N/A | Stay Bracket, Complete, For CE/C/37 Overhead Lines Drawing Number Y204L0503 | 220343 | BB Price | Yes | Birmingham, England |  |  | NPS/001/005
Overhead | Steelwork | Stay Fittings | N/A | Stay Bracket, Complete, For CE/C/37 Overhead Lines Drawing Number Y204L0503 | 220343 | Mosdorfer | No | Various Locations |  |  | NPS/001/005
Overhead | Steelwork | Stay Fittings | N/A | Stay Outrigger Bracket | 220228 | BB Price | Yes | Birmingham, England |  |  | NPS/001/005
Overhead | Steelwork | Stay Fittings | N/A | Stay Outrigger Bracket | 220228 | Mosdorfer | No | Various Locations |  |  | NPS/001/005
Overhead | Steelwork | Stay Fittings | N/A | Stay Thimble, For 7/4mm Stay Wire Drawing Number 1.00.043.9109 Sheet 1 | 244922 | BB Price | Yes | Birmingham, England |  |  | NPS/001/005
Overhead | Steelwork | Stay Fittings | N/A | Stay Thimble, For 7/4mm Stay Wire Drawing Number 1.00.043.9109 Sheet 1 | 244922 | Mosdorfer | No | Various Locations |  |  | NPS/001/005
Overhead | Steelwork | Stay Fittings | N/A | Stay Plate Double Make-off Drawing Number 1.09.101.0207 Sheet 2 Item 1 | 242005 | BB Price | Yes | Birmingham, England |  |  | NPS/001/005
Overhead | Steelwork | Stay Fittings | N/A | Stay Plate Double Make-off Drawing Number 1.09.101.0207 Sheet 2 Item 1 | 242005 | Mosdorfer | No | Various Locations |  |  | NPS/001/005
Overhead | Steelwork | LV Steelwork | N/A | Steel Pole Neutral Bar Drawing Number. 1.09.119.3505 Sheet 1 Item 1 | 240550 | BB Price | Yes | Birmingham, England |  |  | NPS/001/005
Overhead | Steelwork | LV Steelwork | N/A | Steel Pole Neutral Bar Drawing Number. 1.09.119.3505 Sheet 1 Item 1 | 240550 | Had-fab | No | Scotland |  |  | NPS/001/005
Overhead | Steelwork | LV Steelwork | N/A | Steel Pole Neutral Bar Extension Drawing Number. 1.09.119.3505 Sheet 1 Item 2 | 240565 | BB Price | Yes | Birmingham, England |  |  | NPS/001/005
Overhead | Steelwork | LV Steelwork | N/A | Steel Pole Neutral Bar Extension Drawing Number. 1.09.119.3505 Sheet 1 Item 2 | 240565 | Had-fab | No | Scotland |  |  | NPS/001/005
Overhead | Steelwork | LV Steelwork | N/A | Steel Pole Neutral Bar Straight Line Conductor Clamp For 32mm Hard Drawn Bare Copper Drawing Number. 1.09.119.3506 Sheet 1 Item 1 | 262206 | BB Price | Yes | Birmingham, England |  |  | NPS/001/005
Overhead | Steelwork | LV Steelwork | N/A | Steel Pole Neutral Bar Straight Line Conductor Clamp For 32mm Hard Drawn Bare Copper Drawing Number. 1.09.119.3506 Sheet 1 Item 1 | 262206 | Had-fab | No | Scotland |  |  | NPS/001/005
Overhead | Steelwork | LV Steelwork | N/A | Steel Pole, Neutral Bar Straight Line Conductor Clamp For 70mm Hard Drawn Bare Copper Drawing Number. 1.09.119.3506 Sheet 1 Item 2 | 262278 | BB Price | Yes | Birmingham, England |  |  | NPS/001/005
Overhead | Steelwork | LV Steelwork | N/A | Steel Pole, Neutral Bar Straight Line Conductor Clamp For 70mm Hard Drawn Bare Copper Drawing Number. 1.09.119.3506 Sheet 1 Item 2 | 262278 | Had-fab | No | Scotland |  |  | NPS/001/005
Overhead | Steelwork | LV Steelwork | N/A | Steel Pole, Neutral Bar Straight Line Conductor Clamp For 100mm Hard Drawn Bare Copper Or 50mm Plain Aluminium Drawing Number. 1.09.119.3506 Sheet 1 Item 3 | 262282 | BB Price | Yes | Birmingham, England |  |  | NPS/001/005
Overhead | Steelwork | LV Steelwork | N/A | Steel Pole, Neutral Bar Straight Line Conductor Clamp For 100mm Hard Drawn Bare Copper Or 50mm Plain Aluminium Drawing Number. 1.09.119.3506 Sheet 1 Item 3 | 262282 | Had-fab | No | Scotland |  |  | NPS/001/005
Overhead | Steelwork | LV Steelwork | N/A | Steel Pole, Neutral Bar Conductor Clamp Bottom Drawing Number. 1.09.119.3506 Sheet 1 Item 4 | 262390 | BB Price | Yes | Birmingham, England |  |  | NPS/001/005
Overhead | Steelwork | LV Steelwork | N/A | Steel Pole, Neutral Bar Conductor Clamp Bottom Drawing Number. 1.09.119.3506 Sheet 1 Item 4 | 262390 | Had-fab | No | Scotland |  |  | NPS/001/005
Overhead | Steelwork | LV Steelwork | N/A | Steel Pole, Neutral Bar Straight Line Conductor Clamp For 100mm Aluminium Drawing Number. 1.09.119.3506 Sheet 2 Item 5 | 262403 | BB Price | Yes | Birmingham, England |  |  | NPS/001/005
Overhead | Steelwork | LV Steelwork | N/A | Steel Pole, Neutral Bar Straight Line Conductor Clamp For 100mm Aluminium Drawing Number. 1.09.119.3506 Sheet 2 Item 5 | 262403 | Had-fab | No | Scotland |  |  | NPS/001/005
Overhead | Steelwork | LV Steelwork | N/A | Steel Pole, Neutral Bar Straight Line Conductor Clamp For 150mm Aluminium Drawing Number. 1.09.119.3506 Sheet 2 Item 6 | 262418 | BB Price | Yes | Birmingham, England |  |  | NPS/001/005
Overhead | Steelwork | LV Steelwork | N/A | Steel Pole, Neutral Bar Straight Line Conductor Clamp For 150mm Aluminium Drawing Number. 1.09.119.3506 Sheet 2 Item 6 | 262418 | Had-fab | No | Scotland |  |  | NPS/001/005
Overhead | Steelwork | LV Steelwork | N/A | Steel Pole, Neutral Bar Angle Conductor Clamp For 50mm Aluminium Drawing Number 1.09.119.3508 Sheet 1 Item 1 | 245821 | BB Price | Yes | Birmingham, England |  |  | NPS/001/005
Overhead | Steelwork | LV Steelwork | N/A | Steel Pole, Neutral Bar Angle Conductor Clamp For 50mm Aluminium Drawing Number 1.09.119.3508 Sheet 1 Item 1 | 245821 | Had-fab | No | Scotland |  |  | NPS/001/005
Overhead | Steelwork | LV Steelwork | N/A | Steel Pole, Neutral Bar Angle Conductor Clamp For 100mm Aluminium Drawing Number 1.09.119.3508 Sheet 1 Item 2 | 245802 | BB Price | Yes | Birmingham, England |  |  | NPS/001/005
Overhead | Steelwork | LV Steelwork | N/A | Steel Pole, Neutral Bar Angle Conductor Clamp For 100mm Aluminium Drawing Number 1.09.119.3508 Sheet 1 Item 2 | 245802 | Had-fab | No | Scotland |  |  | NPS/001/005
Overhead | Steelwork | LV Steelwork | N/A | Steel Pole, Neutral Bar Angle Conductor Clamp For 150mm Aluminium Drawing Number 1.09.119.3508 Sheet 1 Item 3 | 245817 | BB Price | Yes | Birmingham, England |  |  | NPS/001/005
Overhead | Steelwork | LV Steelwork | N/A | Steel Pole, Neutral Bar Angle Conductor Clamp For 150mm Aluminium Drawing Number 1.09.119.3508 Sheet 1 Item 3 | 245817 | Had-fab | No | Scotland |  |  | NPS/001/005
Overhead | Steelwork | LV Steelwork | N/A | Steel Pole, Neutral Bar Angle Conductor Clamp For 32mm Hard Drawn Bare Copper Drawing Number 1.09.119.3508 Sheet 1 Item 4 | 245766 | BB Price | Yes | Birmingham, England |  |  | NPS/001/005
Overhead | Steelwork | LV Steelwork | N/A | Steel Pole, Neutral Bar Angle Conductor Clamp For 32mm Hard Drawn Bare Copper Drawing Number 1.09.119.3508 Sheet 1 Item 4 | 245766 | Had-fab | No | Scotland |  |  | NPS/001/005
Overhead | Steelwork | LV Steelwork | N/A | Steel Pole, Neutral Bar Angle Conductor Clamp For 70mm Hard Drawn Bare Copper Drawing Number 1.09.119.3508 Sheet 1 Item 5 | 245770 | BB Price | Yes | Birmingham, England |  |  | NPS/001/005
Overhead | Steelwork | LV Steelwork | N/A | Steel Pole, Neutral Bar Angle Conductor Clamp For 70mm Hard Drawn Bare Copper Drawing Number 1.09.119.3508 Sheet 1 Item 5 | 245770 | Had-fab | No | Scotland |  |  | NPS/001/005
Overhead | Steelwork | LV Steelwork | N/A | Steel Pole, Neutral Bar Angle Conductor Clamp For 100mm Hard Drawn Bare Copper Drawing Number 1.09.119.3508 Sheet 1 Item 6 | 245785 | BB Price | Yes | Birmingham, England |  |  | NPS/001/005
Overhead | Steelwork | LV Steelwork | N/A | Steel Pole, Neutral Bar Angle Conductor Clamp For 100mm Hard Drawn Bare Copper Drawing Number 1.09.119.3508 Sheet 1 Item 6 | 245785 | Had-fab | No | Scotland |  |  | NPS/001/005
Overhead | Steelwork | LV Steelwork | N/A | Steel Pole, Collar Clamp (Pair) Pole Diameter 7.63 Drawing Number 1.09.119.3510 Sheet 1 Item 3 | 248942 | BB Price | Yes | Birmingham, England |  |  | NPS/001/005
Overhead | Steelwork | LV Steelwork | N/A | Steel Pole, Collar Clamp (Pair) Pole Diameter 7.63 Drawing Number 1.09.119.3510 Sheet 1 Item 3 | 248942 | Had-fab | No | Scotland |  |  | NPS/001/005
Overhead | Steelwork | LV Steelwork | N/A | Steel Pole, Collar Clamp (Pair) Pole Diameter 8.63 Drawing Number 1.09.119.3510 Sheet 1 Item 4 | 249220 | BB Price | Yes | Birmingham, England |  |  | NPS/001/005
Overhead | Steelwork | LV Steelwork | N/A | Steel Pole, Collar Clamp (Pair) Pole Diameter 9’ Drawing Number 1.09.119.3510 Sheet 1 Item 5 | 249269 | Had-fab | No | Scotland |  |  | NPS/001/005
Overhead | Steelwork | LV Steelwork | N/A | Steel Pole, Collar Clamp (Pair) Pole Diameter 10.75 Drawing Number 1.09.119.3510 Sheet 1 Item 7 | 249343 | BB Price | Yes | Birmingham, England |  |  | NPS/001/005
Overhead | Steelwork | LV Steelwork | N/A | Steel Pole, Collar Clamp (Pair) Pole Diameter 10.75 Drawing Number 1.09.119.3510 Sheet 1 Item 7 | 249343 | Had-fab | No | Scotland |  |  | NPS/001/005
Overhead | Steelwork | LV Steelwork | N/A | Steel Pole, ABC Collar Clamp (Pair) 140mm Diameter. Drawing Number 1.09.119.3510 Sheet 2 Item 2 | 249663 | BB Price | Yes | Birmingham, England |  |  | NPS/001/005
Overhead | Steelwork | LV Steelwork | N/A | Steel Pole, ABC Collar Clamp (Pair) 140mm Diameter. Drawing Number 1.09.119.3510 Sheet 2 Item 2 | 249663 | Had-fab | No | Scotland |  |  | NPS/001/005
Overhead | Steelwork | LV Steelwork | N/A | Steel Pole, ABC Collar Clamp (Pair) 219mm Diameter Drawing Number 1.09.119.3510 Sheet 2 Item 3 | 249678 | BB Price | Yes | Birmingham, England |  |  | NPS/001/005
Overhead | Steelwork | LV Steelwork | N/A | Steel Pole, ABC Collar Clamp (Pair) 219mm Diameter Drawing Number 1.09.119.3510 Sheet 2 Item 3 | 249678 | Had-fab | No | Scotland |  |  | NPS/001/005
Overhead | Steelwork | LV Steelwork | N/A | Steel Pole, ABC Collar Clamp (Pair) 194.00mm Diameter Drawing Number 1.09.119.3510 Sheet 2 Item 1 | 249659 | BB Price | Yes | Birmingham, England |  |  | NPS/001/005
Overhead | Steelwork | LV Steelwork | N/A | Steel Pole, ABC Collar Clamp (Pair) 194.00mm Diameter Drawing Number 1.09.119.3510 Sheet 2 Item 1 | 249659 | Had-fab | No | Scotland |  |  | NPS/001/005
Overhead | Steelwork | LV Steelwork | N/A | Steel pole, Neutral Terminating Shackle Plates Drawing Number 1.09.119.3513 Sheet 1 | 262615 | BB Price | Yes | Birmingham, England |  |  | NPS/001/005
Overhead | Steelwork | LV Steelwork | N/A | Steel pole, Neutral Terminating Shackle Plates Drawing Number 1.09.119.3513 Sheet 1 | 262615 | Had-fab | No | Scotland |  |  | NPS/001/005
Overhead | Steelwork | LV Steelwork | N/A | Steel Pole, Mounting Bar For Lv Fuses Drawing Number 1.09.119.3524 Sheet 1 | 258145 | BB Price | Yes | Birmingham, England |  |  | NPS/001/005
Overhead | Steelwork | LV Steelwork | N/A | Steel Pole, Mounting Bar For Lv Fuses Drawing Number 1.09.119.3524 Sheet 1 | 258145 | Had-fab | No | Scotland |  |  | NPS/001/005
Overhead | Steelwork | LV Steelwork | N/A | Steelwork, Lv Fitting, "D" Iron Pin & Split Pin, Pre-Assembled | 219642 | BB Price | Yes | Birmingham, England |  |  | NPS/001/005
Overhead | Steelwork | LV Steelwork | N/A | Steelwork, Lv Fitting, "D" Iron Pin & Split Pin, Pre-Assembled | 219642 | Had-fab | No | Scotland |  |  | NPS/001/005
Overhead | Steelwork | LV Steelwork | N/A | ABC Fitting, Weak Link Drawing Number 1.00.043.1405 Sheet 1 | 262032 | BB Price | Yes | Birmingham, England |  |  | NPS/001/005
Overhead | Steelwork | LV Steelwork | N/A | ABC Fitting, Weak Link Drawing Number 1.00.043.1405 Sheet 1 | 262032 | Had-fab | No | Scotland |  |  | NPS/001/005
Overhead | Steelwork | LV Steelwork | N/A | Ironwork, Flat Strap Lv Extension For Neutral Bar Drawing Number 1.00.043.9504 Sheet 1 | 261222 | BB Price | Yes | Birmingham, England |  |  | NPS/001/005
Overhead | Steelwork | LV Steelwork | N/A | Ironwork, Flat Strap Lv Extension For Neutral Bar Drawing Number 1.00.043.9504 Sheet 1 | 261222 | Had-fab | No | Scotland |  |  | NPS/001/005
Overhead | Steelwork | LV Steelwork | N/A | Service Bracket, Chimney Set Drawing No. 1.09.119.3200 Sheet 1 | 241303 | BB Price | Yes | Birmingham, England |  |  | NPS/001/005
Overhead | Steelwork | LV Steelwork | N/A | Service Bracket, Chimney Set Drawing No. 1.09.119.3200 Sheet 1 | 241303 | Had-fab | No | Scotland |  |  | NPS/001/005
Overhead | Steelwork | LV Steelwork | N/A | Service Bracket, Corner For ABC Drawing Number 1.00.043.1226 Sheet 1 | 243811 | BB Price | Yes | Birmingham, England |  |  | NPS/001/005
Overhead | Steelwork | LV Steelwork | N/A | Service Bracket, Corner For ABC Drawing Number 1.00.043.1226 Sheet 1 | 243811 | Had-fab | No | Scotland |  |  | NPS/001/005
Overhead | Steelwork | LV Steelwork | N/A | Service Bracket, For ABC Drawing Number 1.00.043.1226 Sheet 2 | 243686 | BB Price | Yes | Birmingham, England |  |  | NPS/001/005
Overhead | Steelwork | LV Steelwork | N/A | Service Bracket, For ABC Drawing Number 1.00.043.1226 Sheet 2 | 243686 | Had-fab | No | Scotland |  |  | NPS/001/005
Overhead | Steelwork | LV Steelwork | N/A | Service Bracket, Wall Mounted Hook For ABC Drawing Number 1.00.043.1404 Sheet 1 | 265736 | BB Price | Yes | Birmingham, England |  |  | NPS/001/005
Overhead | Steelwork | LV Steelwork | N/A | Service Bracket, Wall Mounted Hook For ABC Drawing Number 1.00.043.1404 Sheet 1 | 265736 | Had-fab | No | Scotland |  |  | NPS/001/005
Overhead | Steelwork | LV Steelwork | N/A | Service Bracket, Wall Stand Off 200mm Drawing Number 1.00.043.9509 Sheet 1 | 242274 | BB Price | Yes | Birmingham, England |  |  | NPS/001/005
Overhead | Steelwork | LV Steelwork | N/A | Service Bracket, Wall Stand Off 200mm Drawing Number 1.00.043.9509 Sheet 1 | 242274 | Had-fab | No | Scotland |  |  | NPS/001/005
Overhead | Steelwork | LV Steelwork | N/A | Service Bracket, Corner Drawing Number 1.00.043.9510 Sheet 1 | 241341 | BB Price | Yes | Birmingham, England |  |  | NPS/001/005
Overhead | Steelwork | LV Steelwork | N/A | Service Bracket, Corner Drawing Number 1.00.043.9510 Sheet 1 | 241341 | Had-fab | No | Scotland |  |  | NPS/001/005
Overhead | Steelwork | LV Steelwork | N/A | Service Bracket, Eaves Extension Drawing Number 1.00.043.9519 Sheet 1 | 241430 | BB Price | Yes | Birmingham, England |  |  | NPS/001/005
Overhead | Steelwork | LV Steelwork | N/A | Service Bracket, Eaves Extension Drawing Number 1.00.043.9519 Sheet 1 | 241430 | Had-fab | No | Scotland |  |  | NPS/001/005
Overhead | Steelwork | LV Steelwork | N/A | Service Bracket For Concentric Service Cable Drawing Number 1.00.043.9510 Sheet 1 | 242236 | BB Price | Yes | Birmingham, England |  |  | NPS/001/005
Overhead | Steelwork | LV Steelwork | N/A | Service Bracket For Concentric Service Cable Drawing Number 1.00.043.9510 Sheet 1 | 242236 | Had-fab | No | Scotland |  |  | NPS/001/005
Overhead | Steelwork | Steelwork Sections | N/A | Ironwork, Fuse Isolator Set for Single Support Wood Pole. Drawing Number 1.09.101.0085 Sheet 1 Items 1,5,6 | 245309 | BB Price | Yes | Birmingham, England |  |  | NPS/001/005
Overhead | Steelwork | Steelwork Sections | N/A | Ironwork, Fuse Isolator Set for Single Support Wood Pole. Drawing Number 1.09.101.0085 Sheet 1 Items 1,5,6 | 245309 | Had-fab | No | Scotland |  |  | NPS/001/005
Overhead | Steelwork | Steelwork Sections | N/A | Ironwork, Fuse Isolator Set for Single Support Wood Pole. Drawing Number 1.09.101.0085 Sheet 1 Items 1,5,6 | 245309 | Ensto UK | No | Estonia |  |  | NPS/001/005
Overhead | Steelwork | Steelwork Sections | N/A | Ironwork, Fuse Isolator Set for Single Support Wood Pole. Drawing Number 1.09.101.0085 Sheet 1 Items 1,5,6 | 245309 | Ryden Engineering Limited | No | UK |  |  | NPS/001/005
Overhead | Steelwork | Steelwork Sections | N/A | Ironwork Fuse Isolator Platform Set for Single Support Wood Pole Drawing Number 1.09.101.0612 Sheet 6 | 245308 | BB Price | Yes | Birmingham, England |  |  | NPS/001/005
Overhead | Steelwork | Steelwork Sections | N/A | Ironwork Fuse Isolator Platform Set for Single Support Wood Pole Drawing Number 1.09.101.0612 Sheet 6 | 245308 | Had-fab | No | Scotland |  |  | NPS/001/005
Overhead | Steelwork | Steelwork Sections | N/A | Ironwork Fuse Isolator Platform Set for Single Support Wood Pole Drawing Number 1.09.101.0612 Sheet 6 | 245308 | Ensto UK | No | Estonia |  |  | NPS/001/005
Overhead | Steelwork | Steelwork Sections | N/A | Ironwork Fuse Isolator Platform Set for Single Support Wood Pole Drawing Number 1.09.101.0612 Sheet 6 | 245308 | Ryden Engineering Limited | No | UK |  |  | NPS/001/005
Overhead | Steelwork | Steelwork Sections | N/A | Ironwork, Transformer Platform Set For 1830 Centres 'H' Poles Max Load 1400kgs Drawing Number 1.09.101.0612 Sheet 7 | 245305 | BB Price | Yes | Birmingham, England |  |  | NPS/001/005
Overhead | Steelwork | Steelwork Sections | N/A | Ironwork, Transformer Platform Set For 1830 Centres 'H' Poles Max Load 1400kgs Drawing Number 1.09.101.0612 Sheet 7 | 245305 | Had-fab | No | Scotland |  |  | NPS/001/005
Overhead | Steelwork | Steelwork Sections | N/A | Ironwork, Transformer Platform Set For 1830 Centres 'H' Poles Max Load 1400kgs Drawing Number 1.09.101.0612 Sheet 7 | 245305 | Ensto UK | No | Estonia |  |  | NPS/001/005
Overhead | Steelwork | Steelwork Sections | N/A | Ironwork, Transformer Platform Set For 1830 Centres 'H' Poles Max Load 1400kgs Drawing Number 1.09.101.0612 Sheet 7 | 245305 | Ryden Engineering Limited | No | UK |  |  | NPS/001/005
Overhead | Steelwork | Steelwork Sections | N/A | Ironwork, Transformer Platform Set For Single Poles Drawing Number 1.09.101.0612 Sheet 8 | 245306 | BB Price | Yes | Birmingham, England |  |  | NPS/001/005
Overhead | Steelwork | Steelwork Sections | N/A | Ironwork, Transformer Platform Set For Single Poles Drawing Number 1.09.101.0612 Sheet 8 | 245306 | Had-fab | No | Scotland |  |  | NPS/001/005
Overhead | Steelwork | Steelwork Sections | N/A | Ironwork, Transformer Platform Set For Single Poles Drawing Number 1.09.101.0612 Sheet 8 | 245306 | Ensto UK | No | Estonia |  |  | NPS/001/005
Overhead | Steelwork | Steelwork Sections | N/A | Ironwork, Transformer Platform Set For Single Poles Drawing Number 1.09.101.0612 Sheet 8 | 245306 | Ryden Engineering Limited | No | UK |  |  | NPS/001/005
Overhead | Steelwork | Steelwork Sections | N/A | Ironwork, Fuse Isolator Platform Set For 'H' Pole Or Stub Pole Substation Drawing Number 1.09.101.0612 Sheet 9 | 245307 | BB Price | Yes | Birmingham, England |  |  | NPS/001/005
Overhead | Steelwork | Steelwork Sections | N/A | Ironwork, Fuse Isolator Platform Set For 'H' Pole Or Stub Pole Substation Drawing Number 1.09.101.0612 Sheet 9 | 245307 | Had-fab | No | Scotland |  |  | NPS/001/005
Overhead | Steelwork | Steelwork Sections | N/A | Ironwork, Fuse Isolator Platform Set For 'H' Pole Or Stub Pole Substation Drawing Number 1.09.101.0612 Sheet 9 | 245307 | Ensto UK | No | Estonia |  |  | NPS/001/005
Overhead | Steelwork | Steelwork Sections | N/A | Ironwork, Fuse Isolator Platform Set For 'H' Pole Or Stub Pole Substation Drawing Number 1.09.101.0612 Sheet 9 | 245307 | Ryden Engineering Limited | No | UK |  |  | NPS/001/005
Overhead | Steelwork | Steelwork Sections | N/A | Ironwork, Fuse Isolator Platform Set For 'H' Pole Or Stub Pole Substation Drawing Number 1.09.101.0612 Sheet 9 | 228932 | BB Price | Yes | Birmingham, England |  |  | NPS/001/005
Overhead | Steelwork | Steelwork Sections | N/A | Ironwork, Fuse Isolator Platform Set For 'H' Pole Or Stub Pole Substation Drawing Number 1.09.101.0612 Sheet 9 | 228932 | Had-fab | No | Scotland |  |  | NPS/001/005
Overhead | Steelwork | Steelwork Sections | N/A | Ironwork, Fuse Isolator Platform Set For 'H' Pole Or Stub Pole Substation Drawing Number 1.09.101.0612 Sheet 9 | 228932 | Ensto UK | No | Estonia |  |  | NPS/001/005
Overhead | Steelwork | Steelwork Sections | N/A | Ironwork, Fuse Isolator Platform Set For 'H' Pole Or Stub Pole Substation Drawing Number 1.09.101.0612 Sheet 9 | 228932 | Ryden Engineering Limited | No | UK |  |  | NPS/001/005
Overhead | Steelwork | Steelwork Sections | N/A | Steelwork, Pilot Insulator Support Platform Set Drawing Number Y203l0910 | 226837 | BB Price | Yes | Birmingham, England |  |  | NPS/001/005
Overhead | Steelwork | Steelwork Sections | N/A | Steelwork, Pilot Insulator Support Platform Set Drawing Number Y203l0910 | 226837 | Had-fab | No | Scotland |  |  | NPS/001/005
Overhead | Steelwork | Steelwork Sections | N/A | Steelwork, Pilot Insulator Support Platform Set Drawing Number Y203l0910 | 226837 | Ensto UK | No | Estonia |  |  | NPS/001/005
Overhead | Steelwork | Steelwork Sections | N/A | Steelwork, Pilot Insulator Support Platform Set Drawing Number Y203l0910 | 226837 | Ryden Engineering Limited | No | UK |  |  | NPS/001/005
Overhead | Steelwork | Steelwork Sections | N/A | Cable Support Bracket, Pole Mounted 11/20/33kV Termination Drawing Number 1.18.113.0009 Sheet 6 | 171191 | BB Price | Yes | Birmingham, England |  |  | NPS/001/005
Overhead | Steelwork | Steelwork Sections | N/A | Cable Support Bracket, Pole Mounted 11/20/33kV Termination Drawing Number 1.18.113.0009 Sheet 6 | 171191 | Had-fab | No | Scotland |  |  | NPS/001/005
Overhead | Steelwork | Steelwork Sections | N/A | Cable Support Bracket, Pole Mounted 11/20/33kV Termination Drawing Number 1.18.113.0009 Sheet 6 | 171191 | Ensto UK | No | Estonia |  |  | NPS/001/005
Overhead | Steelwork | Steelwork Sections | N/A | Cable Support Bracket, Pole Mounted 11/20/33kV Termination Drawing Number 1.18.113.0009 Sheet 6 | 171191 | Ryden Engineering Limited | No | UK |  |  | NPS/001/005
Overhead | Steelwork | Steelwork Sections | N/A | Steelwork, Light Construction Section Angle Crossarm Drawing Number Eats 439502 | 223222 | BB Price | Yes | Birmingham, England |  |  | NPS/001/005
Overhead | Steelwork | Steelwork Sections | N/A | Steelwork, Light Construction Section Angle Crossarm Drawing Number Eats 439502 | 223222 | Had-fab | No | Scotland |  |  | NPS/001/005
Overhead | Steelwork | Steelwork Sections | N/A | Steelwork, Light Construction Section Angle Crossarm Drawing Number Eats 439502 | 223222 | Ensto UK | No | Estonia |  |  | NPS/001/005
Overhead | Steelwork | Steelwork Sections | N/A | Steelwork, Light Construction Section Angle Crossarm Drawing Number Eats 439502 | 223222 | Ryden Engineering Limited | No | UK |  |  | NPS/001/005
Overhead | Steelwork | Steelwork Sections | N/A | Steelwork, Light Construction Flat Crossarm Tie Strap Drawing Number Eats 439505 | 227553 | BB Price | Yes | Birmingham, England |  |  | NPS/001/005
Overhead | Steelwork | Steelwork Sections | N/A | Steelwork, Light Construction Flat Crossarm Tie Strap Drawing Number Eats 439505 | 227553 | Had-fab | No | Scotland |  |  | NPS/001/005
Overhead | Steelwork | Steelwork Sections | N/A | Steelwork, Light Construction Flat Crossarm Tie Strap Drawing Number Eats 439505 | 227553 | Ensto UK | No | Estonia |  |  | NPS/001/005
Overhead | Steelwork | Steelwork Sections | N/A | Steelwork, Light Construction Flat Crossarm Tie Strap Drawing Number Eats 439505 | 227553 | Ryden Engineering Limited | No | UK |  |  | NPS/001/005
Overhead | Steelwork | Steelwork Sections | N/A | Ironwork, Crossarm Brace For Hv Lines Drawing Number 1.00.043.9515 Sheet 1 | 237524 | BB Price | Yes | Birmingham, England |  |  | NPS/001/005
Overhead | Steelwork | Steelwork Sections | N/A | Ironwork, Crossarm Brace For Hv Lines Drawing Number 1.00.043.9515 Sheet 1 | 237524 | Had-fab | No | Scotland |  |  | NPS/001/005
Overhead | Steelwork | Steelwork Sections | N/A | Ironwork, Crossarm Brace For Hv Lines Drawing Number 1.00.043.9515 Sheet 1 | 237524 | Ensto UK | No | Estonia |  |  | NPS/001/005
Overhead | Steelwork | Steelwork Sections | N/A | Ironwork, Crossarm Brace For Hv Lines Drawing Number 1.00.043.9515 Sheet 1 | 237524 | Ryden Engineering Limited | No | UK |  |  | NPS/001/005
Overhead | Steelwork | Steelwork Sections | N/A | Ironwork, Insulator Pin Bracket/Stool Drawing Number 1.00.043.9518 Sheet 1 | 237539 | BB Price | Yes | Birmingham, England |  |  | NPS/001/005
Overhead | Steelwork | Steelwork Sections | N/A | Ironwork, Insulator Pin Bracket/Stool Drawing Number 1.00.043.9518 Sheet 1 | 237539 | Had-fab | No | Scotland |  |  | NPS/001/005
Overhead | Steelwork | Steelwork Sections | N/A | Ironwork, Insulator Pin Bracket/Stool Drawing Number 1.00.043.9518 Sheet 1 | 237539 | Ensto UK | No | Estonia |  |  | NPS/001/005
Overhead | Steelwork | Steelwork Sections | N/A | Ironwork, Insulator Pin Bracket/Stool Drawing Number 1.00.043.9518 Sheet 1 | 237539 | Ryden Engineering Limited | No | UK |  |  | NPS/001/005
Overhead | Steelwork | Steelwork Sections | N/A | Ironwork, Crossarm Member, 2900mm 3 Phase Section Drawing Number 1.00.043.9520 Sheet 1 | 237558 | BB Price | Yes | Birmingham, England |  |  | NPS/001/005
Overhead | Steelwork | Steelwork Sections | N/A | Ironwork, Crossarm Member, 2900mm 3 Phase Section Drawing Number 1.00.043.9520 Sheet 1 | 237558 | Had-fab | No | Scotland |  |  | NPS/001/005
Overhead | Steelwork | Steelwork Sections | N/A | Ironwork, Crossarm Member, 2900mm 3 Phase Section Drawing Number 1.00.043.9520 Sheet 1 | 237558 | Ensto UK | No | Estonia |  |  | NPS/001/005
Overhead | Steelwork | Steelwork Sections | N/A | Ironwork, Crossarm Member, 2900mm 3 Phase Section Drawing Number 1.00.043.9520 Sheet 1 | 237558 | Ryden Engineering Limited | No | UK |  |  | NPS/001/005
Overhead | Steelwork | Steelwork Sections | N/A | Ironwork, Crossarm Member, 4100mm 'H' S/Line Section Or Section Angle Drawing Number 1.00.043.9521 Sheet 1 | 237562 | BB Price | Yes | Birmingham, England |  |  | NPS/001/005
Overhead | Steelwork | Steelwork Sections | N/A | Ironwork, Crossarm Member, 4100mm 'H' S/Line Section Or Section Angle Drawing Number 1.00.043.9521 Sheet 1 | 237562 | Had-fab | No | Scotland |  |  | NPS/001/005
Overhead | Steelwork | Steelwork Sections | N/A | Ironwork, Crossarm Member, 4100mm 'H' S/Line Section Or Section Angle Drawing Number 1.00.043.9521 Sheet 1 | 237562 | Ensto UK | No | Estonia |  |  | NPS/001/005
Overhead | Steelwork | Steelwork Sections | N/A | Ironwork, Crossarm Member, 4100mm 'H' S/Line Section Or Section Angle Drawing Number 1.00.043.9521 Sheet 1 | 237562 | Ryden Engineering Limited | No | UK |  |  | NPS/001/005
Overhead | Steelwork | Steelwork Sections | N/A | Ironwork, Crossarm Member, 2600mm 3 Phase Terminal Drawing Number 1.00.043.9522 Sheet 1 | 237577 | BB Price | Yes | Birmingham, England |  |  | NPS/001/005
Overhead | Steelwork | Steelwork Sections | N/A | Ironwork, Crossarm Member, 2600mm 3 Phase Terminal Drawing Number 1.00.043.9522 Sheet 1 | 237577 | Had-fab | No | Scotland |  |  | NPS/001/005
Overhead | Steelwork | Steelwork Sections | N/A | Ironwork, Crossarm Member, 2600mm 3 Phase Terminal Drawing Number 1.00.043.9522 Sheet 1 | 237577 | Ensto UK | No | Estonia |  |  | NPS/001/005
Overhead | Steelwork | Steelwork Sections | N/A | Ironwork, Crossarm Member, 2600mm 3 Phase Terminal Drawing Number 1.00.043.9522 Sheet 1 | 237577 | Ryden Engineering Limited | No | UK |  |  | NPS/001/005
Overhead | Steelwork | Steelwork Sections | N/A | Ironwork, Section Strap/Plate Drawing Number 1.00.043.9525 Sheet 1 | 237609 | BB Price | Yes | Birmingham, England |  |  | NPS/001/005
Overhead | Steelwork | Steelwork Sections | N/A | Ironwork, Section Strap/Plate Drawing Number 1.00.043.9525 Sheet 1 | 237609 | Had-fab | No | Scotland |  |  | NPS/001/005
Overhead | Steelwork | Steelwork Sections | N/A | Ironwork, Section Strap/Plate Drawing Number 1.00.043.9525 Sheet 1 | 237609 | Ensto UK | No | Estonia |  |  | NPS/001/005
Overhead | Steelwork | Steelwork Sections | N/A | Ironwork, Section Strap/Plate Drawing Number 1.00.043.9525 Sheet 1 | 237609 | Ryden Engineering Limited | No | UK |  |  | NPS/001/005
Overhead | Steelwork | Steelwork Sections | N/A | Ironwork, Crossarm Strut/Strap Drawing Number 1.00.043.9526 Sheet 1 | 237581 | BB Price | Yes | Birmingham, England |  |  | NPS/001/005
Overhead | Steelwork | Steelwork Sections | N/A | Ironwork, Crossarm Strut/Strap Drawing Number 1.00.043.9526 Sheet 1 | 237581 | Had-fab | No | Scotland |  |  | NPS/001/005
Overhead | Steelwork | Steelwork Sections | N/A | Ironwork, Crossarm Strut/Strap Drawing Number 1.00.043.9526 Sheet 1 | 237581 | Ensto UK | No | Estonia |  |  | NPS/001/005
Overhead | Steelwork | Steelwork Sections | N/A | Ironwork, Crossarm Strut/Strap Drawing Number 1.00.043.9526 Sheet 1 | 237581 | Ryden Engineering Limited | No | UK |  |  | NPS/001/005
Overhead | Steelwork | Steelwork Sections | N/A | Ironwork, Half Section Strap/Plate Drawing Number 1.00.043.9528 Sheet 1 | 237596 | BB Price | Yes | Birmingham, England |  |  | NPS/001/005
Overhead | Steelwork | Steelwork Sections | N/A | Ironwork, Half Section Strap/Plate Drawing Number 1.00.043.9528 Sheet 1 | 237596 | Had-fab | No | Scotland |  |  | NPS/001/005
Overhead | Steelwork | Steelwork Sections | N/A | Ironwork, Half Section Strap/Plate Drawing Number 1.00.043.9528 Sheet 1 | 237596 | Ensto UK | No | Estonia |  |  | NPS/001/005
Overhead | Steelwork | Steelwork Sections | N/A | Ironwork, Half Section Strap/Plate Drawing Number 1.00.043.9528 Sheet 1 | 237596 | Ryden Engineering Limited | No | UK |  |  | NPS/001/005
Overhead | Steelwork | Steelwork Sections | N/A | Ironwork, Crossarm Strut/Strap, Light Line Drawing Number 1.00.043.9555 Sheet 1 | 251451 | BB Price | Yes | Birmingham, England |  |  | NPS/001/005
Overhead | Steelwork | Steelwork Sections | N/A | Ironwork, Crossarm Strut/Strap, Light Line Drawing Number 1.00.043.9555 Sheet 1 | 251451 | Had-fab | No | Scotland |  |  | NPS/001/005
Overhead | Steelwork | Steelwork Sections | N/A | Ironwork, Crossarm Strut/Strap, Light Line Drawing Number 1.00.043.9555 Sheet 1 | 251451 | Ensto UK | No | Estonia |  |  | NPS/001/005
Overhead | Steelwork | Steelwork Sections | N/A | Ironwork, Crossarm Strut/Strap, Light Line Drawing Number 1.00.043.9555 Sheet 1 | 251451 | Ryden Engineering Limited | No | UK |  |  | NPS/001/005
Overhead | Steelwork | Steelwork Sections | N/A | Ironwork, Crossarm Single Phase Inter And Pin Angle Drawing Number 1.00.043.9556 Sheet 1 | 251466 | BB Price | Yes | Birmingham, England |  |  | NPS/001/005
Overhead | Steelwork | Steelwork Sections | N/A | Ironwork, Crossarm Single Phase Inter And Pin Angle Drawing Number 1.00.043.9556 Sheet 1 | 251466 | Had-fab | No | Scotland |  |  | NPS/001/005
Overhead | Steelwork | Steelwork Sections | N/A | Ironwork, Crossarm Single Phase Inter And Pin Angle Drawing Number 1.00.043.9556 Sheet 1 | 251466 | Ensto UK | No | Estonia |  |  | NPS/001/005
Overhead | Steelwork | Steelwork Sections | N/A | Ironwork, Crossarm Single Phase Inter And Pin Angle Drawing Number 1.00.043.9556 Sheet 1 | 251466 | Ryden Engineering Limited | No | UK |  |  | NPS/001/005
Overhead | Steelwork | Steelwork Sections | N/A | Ironwork, Crossarm 2500 3 Phase Inter And Pin Angle Drawing Number 1.00.043.9557 Sheet 1 | 251470 | BB Price | Yes | Birmingham, England |  |  | NPS/001/005
Overhead | Steelwork | Steelwork Sections | N/A | Ironwork, Crossarm 2500 3 Phase Inter And Pin Angle Drawing Number 1.00.043.9557 Sheet 1 | 251470 | Had-fab | No | Scotland |  |  | NPS/001/005
Overhead | Steelwork | Steelwork Sections | N/A | Ironwork, Crossarm 2500 3 Phase Inter And Pin Angle Drawing Number 1.00.043.9557 Sheet 1 | 251470 | Ensto UK | No | Estonia |  |  | NPS/001/005
Overhead | Steelwork | Steelwork Sections | N/A | Ironwork, Crossarm 2500 3 Phase Inter And Pin Angle Drawing Number 1.00.043.9557 Sheet 1 | 251470 | Ryden Engineering Limited | No | UK |  |  | NPS/001/005
Overhead | Steelwork | Steelwork Sections | N/A | Ironwork, Foundation For 1830 Centres "H" Drawing Number 1.00.043.9558 Sheet 1 | 254657 | BB Price | Yes | Birmingham, England |  |  | NPS/001/005
Overhead | Steelwork | Steelwork Sections | N/A | Ironwork, Foundation For 1830 Centres "H" Drawing Number 1.00.043.9558 Sheet 1 | 254657 | Had-fab | No | Scotland |  |  | NPS/001/005
Overhead | Steelwork | Steelwork Sections | N/A | Ironwork, Foundation For 1830 Centres "H" Drawing Number 1.00.043.9558 Sheet 1 | 254657 | Ensto UK | No | Estonia |  |  | NPS/001/005
Overhead | Steelwork | Steelwork Sections | N/A | Ironwork, Foundation For 1830 Centres "H" Drawing Number 1.00.043.9558 Sheet 1 | 254657 | Ryden Engineering Limited | No | UK |  |  | NPS/001/005
Overhead | Steelwork | Steelwork Sections | N/A | Ironwork, Foundation For 2500 Centres "H" Drawing Number 1.00.043.9559 Sheet 1 | 254680 | BB Price | Yes | Birmingham, England |  |  | NPS/001/005
Overhead | Steelwork | Steelwork Sections | N/A | Ironwork, Foundation For 2500 Centres "H" Drawing Number 1.00.043.9559 Sheet 1 | 254680 | Had-fab | No | Scotland |  |  | NPS/001/005
Overhead | Steelwork | Steelwork Sections | N/A | Ironwork, Foundation For 2500 Centres "H" Drawing Number 1.00.043.9559 Sheet 1 | 254680 | Ensto UK | No | Estonia |  |  | NPS/001/005
Overhead | Steelwork | Steelwork Sections | N/A | Ironwork, Foundation For 2500 Centres "H" Drawing Number 1.00.043.9559 Sheet 1 | 254680 | Ryden Engineering Limited | No | UK |  |  | NPS/001/005
Overhead | Steelwork | Steelwork Sections | N/A | Ironwork, Flat Top For Failure Containment Drawing Number 1.00.043.9560 Sheet 1 Item 1 | 251485 | BB Price | Yes | Birmingham, England |  |  | NPS/001/005
Overhead | Steelwork | Steelwork Sections | N/A | Ironwork, Flat Top For Failure Containment Drawing Number 1.00.043.9560 Sheet 1 Item 1 | 251485 | Had-fab | No | Scotland |  |  | NPS/001/005
Overhead | Steelwork | Steelwork Sections | N/A | Ironwork, Flat Top For Failure Containment Drawing Number 1.00.043.9560 Sheet 1 Item 1 | 251485 | Ensto UK | No | Estonia |  |  | NPS/001/005
Overhead | Steelwork | Steelwork Sections | N/A | Ironwork, Flat Top For Failure Containment Drawing Number 1.00.043.9560 Sheet 1 Item 1 | 251485 | Ryden Engineering Limited | No | UK |  |  | NPS/001/005
Overhead | Steelwork | Steelwork Sections | N/A | Ironwork, Flat Bottom For Failure Containment Drawing Number 1.00.043.9560 Sheet 1 Item 2 | 251502 | BB Price | Yes | Birmingham, England |  |  | NPS/001/005
Overhead | Steelwork | Steelwork Sections | N/A | Ironwork, Flat Bottom For Failure Containment Drawing Number 1.00.043.9560 Sheet 1 Item 2 | 251502 | Had-fab | No | Scotland |  |  | NPS/001/005
Overhead | Steelwork | Steelwork Sections | N/A | Ironwork, Flat Bottom For Failure Containment Drawing Number 1.00.043.9560 Sheet 1 Item 2 | 251502 | Ensto UK | No | Estonia |  |  | NPS/001/005
Overhead | Steelwork | Steelwork Sections | N/A | Ironwork, Flat Bottom For Failure Containment Drawing Number 1.00.043.9560 Sheet 1 Item 2 | 251502 | Ryden Engineering Limited | No | UK |  |  | NPS/001/005
Overhead | Steelwork | Steelwork Sections | N/A | Failure Containment, Shear-Pin Carrier Drawing Number 1.00.043.9561 Sheet 1 Item 2 | 253993 | BB Price | Yes | Birmingham, England |  |  | NPS/001/005
Overhead | Steelwork | Steelwork Sections | N/A | Failure Containment, Shear-Pin Carrier Drawing Number 1.00.043.9561 Sheet 1 Item 2 | 253993 | Had-fab | No | Scotland |  |  | NPS/001/005
Overhead | Steelwork | Steelwork Sections | N/A | Failure Containment, Shear-Pin Carrier Drawing Number 1.00.043.9561 Sheet 1 Item 2 | 253993 | Ensto UK | No | Estonia |  |  | NPS/001/005
Overhead | Steelwork | Steelwork Sections | N/A | Failure Containment, Shear-Pin Carrier Drawing Number 1.00.043.9561 Sheet 1 Item 2 | 253993 | Ryden Engineering Limited | No | UK |  |  | NPS/001/005
Overhead | Steelwork | Steelwork Sections | N/A | Failure Containment, Shear-Pin Carrier Drawing Number 1.00.043.9561 Sheet 1 Item 1 | 253921 | BB Price | Yes | Birmingham, England |  |  | NPS/001/005
Overhead | Steelwork | Steelwork Sections | N/A | Failure Containment, Shear-Pin Carrier Drawing Number 1.00.043.9561 Sheet 1 Item 1 | 253921 | Had-fab | No | Scotland |  |  | NPS/001/005
Overhead | Steelwork | Steelwork Sections | N/A | Failure Containment, Shear-Pin Carrier Drawing Number 1.00.043.9561 Sheet 1 Item 1 | 253921 | Ensto UK | No | Estonia |  |  | NPS/001/005
Overhead | Steelwork | Steelwork Sections | N/A | Failure Containment, Shear-Pin Carrier Drawing Number 1.00.043.9561 Sheet 1 Item 1 | 253921 | Ryden Engineering Limited | No | UK |  |  | NPS/001/005
Overhead | Steelwork | Steelwork Sections | N/A | Ironwork, Single Phase Jumper Channel Drawing Number 1.09.101.0006 Sheet 3 Item 4 | 256737 | BB Price | Yes | Birmingham, England |  |  | NPS/001/005
Overhead | Steelwork | Steelwork Sections | N/A | Ironwork, Single Phase Jumper Channel Drawing Number 1.09.101.0006 Sheet 3 Item 4 | 256737 | Had-fab | No | Scotland |  |  | NPS/001/005
Overhead | Steelwork | Steelwork Sections | N/A | Ironwork, Single Phase Jumper Channel Drawing Number 1.09.101.0006 Sheet 3 Item 4 | 256737 | Ensto UK | No | Estonia |  |  | NPS/001/005
Overhead | Steelwork | Steelwork Sections | N/A | Ironwork, Single Phase Jumper Channel Drawing Number 1.09.101.0006 Sheet 3 Item 4 | 256737 | Ryden Engineering Limited | No | UK |  |  | NPS/001/005
Overhead | Steelwork | Steelwork Sections | N/A | Ironwork, Single Pilot Pin Bracket Drawing Number 1.09.101.0006 Sheet 3 Item 5 | 256065 | BB Price | Yes | Birmingham, England |  |  | NPS/001/005
Overhead | Steelwork | Steelwork Sections | N/A | Ironwork, Single Pilot Pin Bracket Drawing Number 1.09.101.0006 Sheet 3 Item 5 | 256065 | Had-fab | No | Scotland |  |  | NPS/001/005
Overhead | Steelwork | Steelwork Sections | N/A | Ironwork, Single Pilot Pin Bracket Drawing Number 1.09.101.0006 Sheet 3 Item 5 | 256065 | Ensto UK | No | Estonia |  |  | NPS/001/005
Overhead | Steelwork | Steelwork Sections | N/A | Ironwork, Single Pilot Pin Bracket Drawing Number 1.09.101.0006 Sheet 3 Item 5 | 256065 | Ryden Engineering Limited | No | UK |  |  | NPS/001/005
Overhead | Steelwork | Steelwork Sections | N/A | Ironwork, Channel Plate 102 X 51 Drawing Number 1.09.101.0006 Sheet 3 Item 6 | 256012 | BB Price | Yes | Birmingham, England |  |  | NPS/001/005
Overhead | Steelwork | Steelwork Sections | N/A | Ironwork, Channel Plate 102 X 51 Drawing Number 1.09.101.0006 Sheet 3 Item 6 | 256012 | Had-fab | No | Scotland |  |  | NPS/001/005
Overhead | Steelwork | Steelwork Sections | N/A | Ironwork, Channel Plate 102 X 51 Drawing Number 1.09.101.0006 Sheet 3 Item 6 | 256012 | Ensto UK | No | Estonia |  |  | NPS/001/005
Overhead | Steelwork | Steelwork Sections | N/A | Ironwork, Channel Plate 102 X 51 Drawing Number 1.09.101.0006 Sheet 3 Item 6 | 256012 | Ryden Engineering Limited | No | UK |  |  | NPS/001/005
Overhead | Steelwork | Steelwork Sections | N/A | Ironwork, Channel Plate 76 X 51 Drawing Number 1.09.101.0006 Sheet 3 Item 7 | 256027 | BB Price | Yes | Birmingham, England |  |  | NPS/001/005
Overhead | Steelwork | Steelwork Sections | N/A | Ironwork, Channel Plate 76 X 51 Drawing Number 1.09.101.0006 Sheet 3 Item 7 | 256027 | Had-fab | No | Scotland |  |  | NPS/001/005
Overhead | Steelwork | Steelwork Sections | N/A | Ironwork, Channel Plate 76 X 51 Drawing Number 1.09.101.0006 Sheet 3 Item 7 | 256027 | Ensto UK | No | Estonia |  |  | NPS/001/005
Overhead | Steelwork | Steelwork Sections | N/A | Ironwork, Channel Plate 76 X 51 Drawing Number 1.09.101.0006 Sheet 3 Item 7 | 256027 | Ryden Engineering Limited | No | UK |  |  | NPS/001/005
Overhead | Steelwork | Steelwork Sections | N/A | Pole Step, For Wood Pole Type 1 Drawing Number 1.09.101.0082 Sheet 1 | 265098 | BB Price | Yes | Birmingham, England |  |  | NPS/001/005
Overhead | Steelwork | Steelwork Sections | N/A | Pole Step, For Wood Pole Type 1 Drawing Number 1.09.101.0082 Sheet 1 | 265098 | Had-fab | No | Scotland |  |  | NPS/001/005
Overhead | Steelwork | Steelwork Sections | N/A | Pole Step, For Wood Pole Type 1 Drawing Number 1.09.101.0082 Sheet 1 | 265098 | Ensto UK | No | Estonia |  |  | NPS/001/005
Overhead | Steelwork | Steelwork Sections | N/A | Pole Step, For Wood Pole Type 1 Drawing Number 1.09.101.0082 Sheet 1 | 265098 | Ryden Engineering Limited | No | UK |  |  | NPS/001/005
Overhead | Steelwork | Steelwork Sections | N/A | Ironwork, Flat 70 X 70 X 10 Drawing Number 1.09.101.0085 Sheet 1 Item 9 | 260179 | BB Price | Yes | Birmingham, England |  |  | NPS/001/005
Overhead | Steelwork | Steelwork Sections | N/A | Ironwork, Flat 70 X 70 X 10 Drawing Number 1.09.101.0085 Sheet 1 Item 9 | 260179 | Had-fab | No | Scotland |  |  | NPS/001/005
Overhead | Steelwork | Steelwork Sections | N/A | Ironwork, Flat 70 X 70 X 10 Drawing Number 1.09.101.0085 Sheet 1 Item 9 | 260179 | Ensto UK | No | Estonia |  |  | NPS/001/005
Overhead | Steelwork | Steelwork Sections | N/A | Ironwork, Flat 70 X 70 X 10 Drawing Number 1.09.101.0085 Sheet 1 Item 9 | 260179 | Ryden Engineering Limited | No | UK |  |  | NPS/001/005
Overhead | Steelwork | Steelwork Sections | N/A | Ironwork, Channel For Fuse Units And Jumper Pins | 256900 | BB Price | Yes | Birmingham, England |  |  | NPS/001/005
Overhead | Steelwork | Steelwork Sections | N/A | Ironwork, Channel For Fuse Units And Jumper Pins | 256900 | Had-fab | No | Scotland |  |  | NPS/001/005
Overhead | Steelwork | Steelwork Sections | N/A | Ironwork, Channel For Fuse Units And Jumper Pins | 256900 | Ensto UK | No | Estonia |  |  | NPS/001/005
Overhead | Steelwork | Steelwork Sections | N/A | Ironwork, Channel For Fuse Units And Jumper Pins | 256900 | Ryden Engineering Limited | No | UK |  |  | NPS/001/005
Overhead | Steelwork | Steelwork Sections | N/A | Ironwork, Flat Crank 70 X 10 X 1625 Drawing Number 1.09.101.0085 Sheet 1 Item 2 | 256915 | BB Price | Yes | Birmingham, England |  |  | NPS/001/005
Overhead | Steelwork | Steelwork Sections | N/A | Ironwork, Flat Crank 70 X 10 X 1625 Drawing Number 1.09.101.0085 Sheet 1 Item 2 | 256915 | Had-fab | No | Scotland |  |  | NPS/001/005
Overhead | Steelwork | Steelwork Sections | N/A | Ironwork, Flat Crank 70 X 10 X 1625 Drawing Number 1.09.101.0085 Sheet 1 Item 2 | 256915 | Ensto UK | No | Estonia |  |  | NPS/001/005
Overhead | Steelwork | Steelwork Sections | N/A | Ironwork, Flat Crank 70 X 10 X 1625 Drawing Number 1.09.101.0085 Sheet 1 Item 2 | 256915 | Ryden Engineering Limited | No | UK |  |  | NPS/001/005
Overhead | Steelwork | Steelwork Sections | N/A | Ironwork, Flat 70 X 10 X 1201 Drawing Number 1.09.101.0085 Sheet 1 Item 3 | 256972 | BB Price | Yes | Birmingham, England |  |  | NPS/001/005
Overhead | Steelwork | Steelwork Sections | N/A | Ironwork, Flat 70 X 10 X 1201 Drawing Number 1.09.101.0085 Sheet 1 Item 3 | 256972 | Had-fab | No | Scotland |  |  | NPS/001/005
Overhead | Steelwork | Steelwork Sections | N/A | Ironwork, Flat 70 X 10 X 1201 Drawing Number 1.09.101.0085 Sheet 1 Item 3 | 256972 | Ensto UK | No | Estonia |  |  | NPS/001/005
Overhead | Steelwork | Steelwork Sections | N/A | Ironwork, Flat 70 X 10 X 1201 Drawing Number 1.09.101.0085 Sheet 1 Item 3 | 256972 | Ryden Engineering Limited | No | UK |  |  | NPS/001/005
Overhead | Steelwork | Steelwork Sections | N/A | Ironwork, Angle 80 X 80 X 900 X 10 Drawing Number 1.09.101.0085 Sheet 1 Item 4 | 256934 | BB Price | Yes | Birmingham, England |  |  | NPS/001/005
Overhead | Steelwork | Steelwork Sections | N/A | Ironwork, Angle 80 X 80 X 900 X 10 Drawing Number 1.09.101.0085 Sheet 1 Item 4 | 256934 | Had-fab | No | Scotland |  |  | NPS/001/005
Overhead | Steelwork | Steelwork Sections | N/A | Ironwork, Angle 80 X 80 X 900 X 10 Drawing Number 1.09.101.0085 Sheet 1 Item 4 | 256934 | Ensto UK | No | Estonia |  |  | NPS/001/005
Overhead | Steelwork | Steelwork Sections | N/A | Ironwork, Angle 80 X 80 X 900 X 10 Drawing Number 1.09.101.0085 Sheet 1 Item 4 | 256934 | Ryden Engineering Limited | No | UK |  |  | NPS/001/005
Overhead | Steelwork | Steelwork Sections | N/A | Ironwork, Flat 70 X 10 X 685 Drawing Number 1.09.101.0085 Sheet 1 Item 5 | 256949 | BB Price | Yes | Birmingham, England |  |  | NPS/001/005
Overhead | Steelwork | Steelwork Sections | N/A | Ironwork, Flat 70 X 10 X 685 Drawing Number 1.09.101.0085 Sheet 1 Item 5 | 256949 | Had-fab | No | Scotland |  |  | NPS/001/005
Overhead | Steelwork | Steelwork Sections | N/A | Ironwork, Flat 70 X 10 X 685 Drawing Number 1.09.101.0085 Sheet 1 Item 5 | 256949 | Ensto UK | No | Estonia |  |  | NPS/001/005
Overhead | Steelwork | Steelwork Sections | N/A | Ironwork, Flat 70 X 10 X 685 Drawing Number 1.09.101.0085 Sheet 1 Item 5 | 256949 | Ryden Engineering Limited | No | UK |  |  | NPS/001/005
Overhead | Steelwork | Steelwork Sections | N/A | Ironwork, Flat Crank 60 X 8 X 710 Drawing Number 1.09.101.0085 Sheet 1 Item 6 | 256953 | BB Price | Yes | Birmingham, England |  |  | NPS/001/005
Overhead | Steelwork | Steelwork Sections | N/A | Ironwork, Flat Crank 60 X 8 X 710 Drawing Number 1.09.101.0085 Sheet 1 Item 6 | 256953 | Had-fab | No | Scotland |  |  | NPS/001/005
Overhead | Steelwork | Steelwork Sections | N/A | Ironwork, Flat Crank 60 X 8 X 710 Drawing Number 1.09.101.0085 Sheet 1 Item 6 | 256953 | Ensto UK | No | Estonia |  |  | NPS/001/005
Overhead | Steelwork | Steelwork Sections | N/A | Ironwork, Flat Crank 60 X 8 X 710 Drawing Number 1.09.101.0085 Sheet 1 Item 6 | 256953 | Ryden Engineering Limited | No | UK |  |  | NPS/001/005
Overhead | Steelwork | Steelwork Sections | N/A | Ironwork, Angle 90 X 90 X 10 X 70 Drawing Number 1.09.101.0085 Sheet 1 Item 7 | 256968 | BB Price | Yes | Birmingham, England |  |  | NPS/001/005
Overhead | Steelwork | Steelwork Sections | N/A | Ironwork, Angle 90 X 90 X 10 X 70 Drawing Number 1.09.101.0085 Sheet 1 Item 7 | 256968 | Had-fab | No | Scotland |  |  | NPS/001/005
Overhead | Steelwork | Steelwork Sections | N/A | Ironwork, Angle 90 X 90 X 10 X 70 Drawing Number 1.09.101.0085 Sheet 1 Item 7 | 256968 | Ensto UK | No | Estonia |  |  | NPS/001/005
Overhead | Steelwork | Steelwork Sections | N/A | Ironwork, Angle 90 X 90 X 10 X 70 Drawing Number 1.09.101.0085 Sheet 1 Item 7 | 256968 | Ryden Engineering Limited | No | UK |  |  | NPS/001/005
Overhead | Steelwork | Steelwork Sections | N/A | Ironwork, Jumper Channel 76 X 51 X 1950 Drawing Number 1.09.101.0128 Sheet 2 Item 4 | 257299 | BB Price | Yes | Birmingham, England |  |  | NPS/001/005
Overhead | Steelwork | Steelwork Sections | N/A | Ironwork, Jumper Channel 76 X 51 X 1950 Drawing Number 1.09.101.0128 Sheet 2 Item 4 | 257299 | Had-fab | No | Scotland |  |  | NPS/001/005
Overhead | Steelwork | Steelwork Sections | N/A | Ironwork, Jumper Channel 76 X 51 X 1950 Drawing Number 1.09.101.0128 Sheet 2 Item 4 | 257299 | Ensto UK | No | Estonia |  |  | NPS/001/005
Overhead | Steelwork | Steelwork Sections | N/A | Ironwork, Jumper Channel 76 X 51 X 1950 Drawing Number 1.09.101.0128 Sheet 2 Item 4 | 257299 | Ryden Engineering Limited | No | UK |  |  | NPS/001/005
Overhead | Steelwork | Steelwork Sections | N/A | Ironwork, Channel 127 X 64 X 2570 3 Phase S/S Drawing Number 1.09.101.0131 Sheet 2 Item 4 | 247225 | BB Price | Yes | Birmingham, England |  |  | NPS/001/005
Overhead | Steelwork | Steelwork Sections | N/A | Ironwork, Channel 127 X 64 X 2570 3 Phase S/S Drawing Number 1.09.101.0131 Sheet 2 Item 4 | 247225 | Had-fab | No | Scotland |  |  | NPS/001/005
Overhead | Steelwork | Steelwork Sections | N/A | Ironwork, Channel 127 X 64 X 2570 3 Phase S/S Drawing Number 1.09.101.0131 Sheet 2 Item 4 | 247225 | Ensto UK | No | Estonia |  |  | NPS/001/005
Overhead | Steelwork | Steelwork Sections | N/A | Ironwork, Channel 127 X 64 X 2570 3 Phase S/S Drawing Number 1.09.101.0131 Sheet 2 Item 4 | 247225 | Ryden Engineering Limited | No | UK |  |  | NPS/001/005
Overhead | Steelwork | Steelwork Sections | N/A | Ironwork, Angle Surge Diverter Brackets 50 X 50 X 6 Drawing Number 1.09.101.0161 Sheet 3 | 240476 | BB Price | Yes | Birmingham, England |  |  | NPS/001/005
Overhead | Steelwork | Steelwork Sections | N/A | Ironwork, Angle Surge Diverter Brackets 50 X 50 X 6 Drawing Number 1.09.101.0161 Sheet 3 | 240476 | Had-fab | No | Scotland |  |  | NPS/001/005
Overhead | Steelwork | Steelwork Sections | N/A | Ironwork, Angle Surge Diverter Brackets 50 X 50 X 6 Drawing Number 1.09.101.0161 Sheet 3 | 240476 | Ensto UK | No | Estonia |  |  | NPS/001/005
Overhead | Steelwork | Steelwork Sections | N/A | Ironwork, Angle Surge Diverter Brackets 50 X 50 X 6 Drawing Number 1.09.101.0161 Sheet 3 | 240476 | Ryden Engineering Limited | No | UK |  |  | NPS/001/005
Overhead | Steelwork | Steelwork Sections | N/A | Ironwork, Tie Bar Brace 70 X 70 X 6000 Drawing Number 1.09.101.0169 Sheet 1 Item 2 | 298123 | BB Price | Yes | Birmingham, England |  |  | NPS/001/005
Overhead | Steelwork | Steelwork Sections | N/A | Ironwork, Tie Bar Brace 70 X 70 X 6000 Drawing Number 1.09.101.0169 Sheet 1 Item 2 | 298123 | Had-fab | No | Scotland |  |  | NPS/001/005
Overhead | Steelwork | Steelwork Sections | N/A | Ironwork, Tie Bar Brace 70 X 70 X 6000 Drawing Number 1.09.101.0169 Sheet 1 Item 2 | 298123 | Ensto UK | No | Estonia |  |  | NPS/001/005
Overhead | Steelwork | Steelwork Sections | N/A | Ironwork, Tie Bar Brace 70 X 70 X 6000 Drawing Number 1.09.101.0169 Sheet 1 Item 2 | 298123 | Ryden Engineering Limited | No | UK |  |  | NPS/001/005
Overhead | Steelwork | Steelwork Sections | N/A | Ironwork, Tie Bar Brace 70 X 70 X 5000 Drawing Number 1.09.101.0169 Sheet 1 Item 1 | 258893 | BB Price | Yes | Birmingham, England |  |  | NPS/001/005
Overhead | Steelwork | Steelwork Sections | N/A | Ironwork, Tie Bar Brace 70 X 70 X 5000 Drawing Number 1.09.101.0169 Sheet 1 Item 1 | 258893 | Had-fab | No | Scotland |  |  | NPS/001/005
Overhead | Steelwork | Steelwork Sections | N/A | Ironwork, Tie Bar Brace 70 X 70 X 5000 Drawing Number 1.09.101.0169 Sheet 1 Item 1 | 258893 | Ensto UK | No | Estonia |  |  | NPS/001/005
Overhead | Steelwork | Steelwork Sections | N/A | Ironwork, Tie Bar Brace 70 X 70 X 5000 Drawing Number 1.09.101.0169 Sheet 1 Item 1 | 258893 | Ryden Engineering Limited | No | UK |  |  | NPS/001/005
Overhead | Steelwork | Steelwork Sections | N/A | Ironwork, Flat Welded Cable Cleat Plate 70 X 10 X 160 Drawing Number 1.09.101.0174 Sheet 3 Item 6 | 259792 | BB Price | Yes | Birmingham, England |  |  | NPS/001/005
Overhead | Steelwork | Steelwork Sections | N/A | Ironwork, Flat Welded Cable Cleat Plate 70 X 10 X 160 Drawing Number 1.09.101.0174 Sheet 3 Item 6 | 259792 | Had-fab | No | Scotland |  |  | NPS/001/005
Overhead | Steelwork | Steelwork Sections | N/A | Ironwork, Flat Welded Cable Cleat Plate 70 X 10 X 160 Drawing Number 1.09.101.0174 Sheet 3 Item 6 | 259792 | Ensto UK | No | Estonia |  |  | NPS/001/005
Overhead | Steelwork | Steelwork Sections | N/A | Ironwork, Flat Welded Cable Cleat Plate 70 X 10 X 160 Drawing Number 1.09.101.0174 Sheet 3 Item 6 | 259792 | Ryden Engineering Limited | No | UK |  |  | NPS/001/005
Overhead | Steelwork | Steelwork Sections | N/A | Ironwork, Flat 625 X 60 X 12 Small Hole 66kV Terminal Drawing Number 1.09.101.0308 Sheet 12 Item 47 | 232732 | BB Price | Yes | Birmingham, England |  |  | NPS/001/005
Overhead | Steelwork | Steelwork Sections | N/A | Ironwork, Flat 625 X 60 X 12 Small Hole 66kV Terminal Drawing Number 1.09.101.0308 Sheet 12 Item 47 | 232732 | Had-fab | No | Scotland |  |  | NPS/001/005
Overhead | Steelwork | Steelwork Sections | N/A | Ironwork, Flat 625 X 60 X 12 Small Hole 66kV Terminal Drawing Number 1.09.101.0308 Sheet 12 Item 47 | 232732 | Ensto UK | No | Estonia |  |  | NPS/001/005
Overhead | Steelwork | Steelwork Sections | N/A | Ironwork, Flat 625 X 60 X 12 Small Hole 66kV Terminal Drawing Number 1.09.101.0308 Sheet 12 Item 47 | 232732 | Ryden Engineering Limited | No | UK |  |  | NPS/001/005
Overhead | Steelwork | Steelwork Sections | N/A | Ironwork, Flat 625 X 60 X 12 Large Hole 66kV Terminal Drawing Number 1.09.101.0308 Sheet 12 Item 48 | 232747 | BB Price | Yes | Birmingham, England |  |  | NPS/001/005
Overhead | Steelwork | Steelwork Sections | N/A | Ironwork, Flat 625 X 60 X 12 Large Hole 66kV Terminal Drawing Number 1.09.101.0308 Sheet 12 Item 48 | 232747 | Had-fab | No | Scotland |  |  | NPS/001/005
Overhead | Steelwork | Steelwork Sections | N/A | Ironwork, Flat 625 X 60 X 12 Large Hole 66kV Terminal Drawing Number 1.09.101.0308 Sheet 12 Item 48 | 232747 | Ensto UK | No | Estonia |  |  | NPS/001/005
Overhead | Steelwork | Steelwork Sections | N/A | Ironwork, Flat 625 X 60 X 12 Large Hole 66kV Terminal Drawing Number 1.09.101.0308 Sheet 12 Item 48 | 232747 | Ryden Engineering Limited | No | UK |  |  | NPS/001/005
Overhead | Steelwork | Steelwork Sections | N/A | Ironwork, Support Plate For 66kV Surge Arrestor Drawing Number 1.09.101.0308 Sheet 11 Item 46 | 243987 | BB Price | Yes | Birmingham, England |  |  | NPS/001/005
Overhead | Steelwork | Steelwork Sections | N/A | Ironwork, Support Plate For 66kV Surge Arrestor Drawing Number 1.09.101.0308 Sheet 11 Item 46 | 243987 | Had-fab | No | Scotland |  |  | NPS/001/005
Overhead | Steelwork | Steelwork Sections | N/A | Ironwork, Support Plate For 66kV Surge Arrestor Drawing Number 1.09.101.0308 Sheet 11 Item 46 | 243987 | Ensto UK | No | Estonia |  |  | NPS/001/005
Overhead | Steelwork | Steelwork Sections | N/A | Ironwork, Support Plate For 66kV Surge Arrestor Drawing Number 1.09.101.0308 Sheet 11 Item 46 | 243987 | Ryden Engineering Limited | No | UK |  |  | NPS/001/005
Overhead | Steelwork | Steelwork Sections | N/A | Ironwork, Flat Bar 150 X 12 X 430 For 66kV Terminal Steelwork Drawing Number 1.09.101.0308 Sheet 2 Item 22 | 242895 | BB Price | Yes | Birmingham, England |  |  | NPS/001/005
Overhead | Steelwork | Steelwork Sections | N/A | Ironwork, Flat Bar 150 X 12 X 430 For 66kV Terminal Steelwork Drawing Number 1.09.101.0308 Sheet 2 Item 22 | 242895 | Had-fab | No | Scotland |  |  | NPS/001/005
Overhead | Steelwork | Steelwork Sections | N/A | Ironwork, Flat Bar 150 X 12 X 430 For 66kV Terminal Steelwork Drawing Number 1.09.101.0308 Sheet 2 Item 22 | 242895 | Ensto UK | No | Estonia |  |  | NPS/001/005
Overhead | Steelwork | Steelwork Sections | N/A | Ironwork, Flat Bar 150 X 12 X 430 For 66kV Terminal Steelwork Drawing Number 1.09.101.0308 Sheet 2 Item 22 | 242895 | Ryden Engineering Limited | No | UK |  |  | NPS/001/005
Overhead | Steelwork | Steelwork Sections | N/A | Ironwork, Flat Bar 50 X 12 X 429 For 66kV Terminal Pole Drawing Number 1.09.101.0308 Sheet 2 Item 32 | 245272 | BB Price | Yes | Birmingham, England |  |  | NPS/001/005
Overhead | Steelwork | Steelwork Sections | N/A | Ironwork, Flat Bar 50 X 12 X 429 For 66kV Terminal Pole Drawing Number 1.09.101.0308 Sheet 2 Item 32 | 245272 | Had-fab | No | Scotland |  |  | NPS/001/005
Overhead | Steelwork | Steelwork Sections | N/A | Ironwork, Flat Bar 50 X 12 X 429 For 66kV Terminal Pole Drawing Number 1.09.101.0308 Sheet 2 Item 32 | 245272 | Ensto UK | No | Estonia |  |  | NPS/001/005
Overhead | Steelwork | Steelwork Sections | N/A | Ironwork, Flat Bar 50 X 12 X 429 For 66kV Terminal Pole Drawing Number 1.09.101.0308 Sheet 2 Item 32 | 245272 | Ryden Engineering Limited | No | UK |  |  | NPS/001/005
Overhead | Steelwork | Steelwork Sections | N/A | Ironwork, Cable Casing, Swg16 For 66kV Terminal Pole Drawing Number 1.09.101.0308 Sheet 5 Item 40 | 243084 | BB Price | Yes | Birmingham, England |  |  | NPS/001/005
Overhead | Steelwork | Steelwork Sections | N/A | Ironwork, Cable Casing, Swg16 For 66kV Terminal Pole Drawing Number 1.09.101.0308 Sheet 5 Item 40 | 243084 | Had-fab | No | Scotland |  |  | NPS/001/005
Overhead | Steelwork | Steelwork Sections | N/A | Ironwork, Cable Casing, Swg16 For 66kV Terminal Pole Drawing Number 1.09.101.0308 Sheet 5 Item 40 | 243084 | Ensto UK | No | Estonia |  |  | NPS/001/005
Overhead | Steelwork | Steelwork Sections | N/A | Ironwork, Cable Casing, Swg16 For 66kV Terminal Pole Drawing Number 1.09.101.0308 Sheet 5 Item 40 | 243084 | Ryden Engineering Limited | No | UK |  |  | NPS/001/005
Overhead | Steelwork | Steelwork Sections | N/A | Ironwork, Crossarm Single Phase Terminal And 1830mm 'H' Pole Drawing Number 1.09.101.0369 Sheet 2 | 245304 | BB Price | Yes | Birmingham, England |  |  | NPS/001/005
Overhead | Steelwork | Steelwork Sections | N/A | Ironwork, Crossarm Single Phase Terminal And 1830mm 'H' Pole Drawing Number 1.09.101.0369 Sheet 2 | 245304 | Had-fab | No | Scotland |  |  | NPS/001/005
Overhead | Steelwork | Steelwork Sections | N/A | Ironwork, Crossarm Single Phase Terminal And 1830mm 'H' Pole Drawing Number 1.09.101.0369 Sheet 2 | 245304 | Ensto UK | No | Estonia |  |  | NPS/001/005
Overhead | Steelwork | Steelwork Sections | N/A | Ironwork, Crossarm Single Phase Terminal And 1830mm 'H' Pole Drawing Number 1.09.101.0369 Sheet 2 | 245304 | Ryden Engineering Limited | No | UK |  |  | NPS/001/005
Overhead | Steelwork | Steelwork Sections | N/A | Ironwork, Flat Anti Climb 40 X 12 X 1955 For 66kV Cable Trunking Drawing Number 1.09.101.0408 Sheet 11 Item 7 | 243192 | BB Price | Yes | Birmingham, England |  |  | NPS/001/005
Overhead | Steelwork | Steelwork Sections | N/A | Ironwork, Flat Anti Climb 40 X 12 X 1955 For 66kV Cable Trunking Drawing Number 1.09.101.0408 Sheet 11 Item 7 | 243192 | Had-fab | No | Scotland |  |  | NPS/001/005
Overhead | Steelwork | Steelwork Sections | N/A | Ironwork, Flat Anti Climb 40 X 12 X 1955 For 66kV Cable Trunking Drawing Number 1.09.101.0408 Sheet 11 Item 7 | 243192 | Ensto UK | No | Estonia |  |  | NPS/001/005
Overhead | Steelwork | Steelwork Sections | N/A | Ironwork, Flat Anti Climb 40 X 12 X 1955 For 66kV Cable Trunking Drawing Number 1.09.101.0408 Sheet 11 Item 7 | 243192 | Ryden Engineering Limited | No | UK |  |  | NPS/001/005
Overhead | Steelwork | Steelwork Sections | N/A | Ironwork, Flat Anti Climb 40 X 12 X 1955 For Tubular Support Drawing Number 1.09.101.0408 Sheet 15 Item 12 | 251377 | BB Price | Yes | Birmingham, England |  |  | NPS/001/005
Overhead | Steelwork | Steelwork Sections | N/A | Ironwork, Flat Anti Climb 40 X 12 X 1955 For Tubular Support Drawing Number 1.09.101.0408 Sheet 15 Item 12 | 251377 | Had-fab | No | Scotland |  |  | NPS/001/005
Overhead | Steelwork | Steelwork Sections | N/A | Ironwork, Flat Anti Climb 40 X 12 X 1955 For Tubular Support Drawing Number 1.09.101.0408 Sheet 15 Item 12 | 251377 | Ensto UK | No | Estonia |  |  | NPS/001/005
Overhead | Steelwork | Steelwork Sections | N/A | Ironwork, Flat Anti Climb 40 X 12 X 1955 For Tubular Support Drawing Number 1.09.101.0408 Sheet 15 Item 12 | 251377 | Ryden Engineering Limited | No | UK |  |  | NPS/001/005
Overhead | Steelwork | Steelwork Sections | N/A | Ironwork, Channel 127 X 64 X 2380 For 'H' 1830 Rocking Aerial Switch Drawing Number 1.09.101.0505 Sheet 1 Item 3 | 257833 | BB Price | Yes | Birmingham, England |  |  | NPS/001/005
Overhead | Steelwork | Steelwork Sections | N/A | Ironwork, Channel 127 X 64 X 2380 For 'H' 1830 Rocking Aerial Switch Drawing Number 1.09.101.0505 Sheet 1 Item 3 | 257833 | Had-fab | No | Scotland |  |  | NPS/001/005
Overhead | Steelwork | Steelwork Sections | N/A | Ironwork, Channel 127 X 64 X 2380 For 'H' 1830 Rocking Aerial Switch Drawing Number 1.09.101.0505 Sheet 1 Item 3 | 257833 | Ensto UK | No | Estonia |  |  | NPS/001/005
Overhead | Steelwork | Steelwork Sections | N/A | Ironwork, Channel 127 X 64 X 2380 For 'H' 1830 Rocking Aerial Switch Drawing Number 1.09.101.0505 Sheet 1 Item 3 | 257833 | Ryden Engineering Limited | No | UK |  |  | NPS/001/005
Overhead | Steelwork | Steelwork Sections | N/A | Ironwork, Channel 76 X 51 X 3200 For 'H' 1830 Rocking Aerial Switch Drawing Number 1.09.101.0506 Sheet 1 Item 4 | 257886 | BB Price | Yes | Birmingham, England |  |  | NPS/001/005
Overhead | Steelwork | Steelwork Sections | N/A | Ironwork, Channel 76 X 51 X 3200 For 'H' 1830 Rocking Aerial Switch Drawing Number 1.09.101.0506 Sheet 1 Item 4 | 257886 | Had-fab | No | Scotland |  |  | NPS/001/005
Overhead | Steelwork | Steelwork Sections | N/A | Ironwork, Channel 76 X 51 X 3200 For 'H' 1830 Rocking Aerial Switch Drawing Number 1.09.101.0506 Sheet 1 Item 4 | 257886 | Ensto UK | No | Estonia |  |  | NPS/001/005
Overhead | Steelwork | Steelwork Sections | N/A | Ironwork, Channel 76 X 51 X 3200 For 'H' 1830 Rocking Aerial Switch Drawing Number 1.09.101.0506 Sheet 1 Item 4 | 257886 | Ryden Engineering Limited | No | UK |  |  | NPS/001/005
Overhead | Steelwork | Steelwork Sections | N/A | Ironwork, Box Section 80 X 80 X 1950mm For Rocking Type Aerial Switch Drawing Number 1.09.101.0506 Sheet 3 Item 9 | 243807 | BB Price | Yes | Birmingham, England |  |  | NPS/001/005
Overhead | Steelwork | Steelwork Sections | N/A | Ironwork, Box Section 80 X 80 X 1950mm For Rocking Type Aerial Switch Drawing Number 1.09.101.0506 Sheet 3 Item 9 | 243807 | Had-fab | No | Scotland |  |  | NPS/001/005
Overhead | Steelwork | Steelwork Sections | N/A | Ironwork, Box Section 80 X 80 X 1950mm For Rocking Type Aerial Switch Drawing Number 1.09.101.0506 Sheet 3 Item 9 | 243807 | Ensto UK | No | Estonia |  |  | NPS/001/005
Overhead | Steelwork | Steelwork Sections | N/A | Ironwork, Box Section 80 X 80 X 1950mm For Rocking Type Aerial Switch Drawing Number 1.09.101.0506 Sheet 3 Item 9 | 243807 | Ryden Engineering Limited | No | UK |  |  | NPS/001/005
Overhead | Steelwork | Steelwork Sections | N/A | Ironwork, Channel 50 X 10 X 846 For 'H' 1830 Rocking Aerial Switch Drawing Number 1.09.101.0506 Sheet 1 Item 6 | 257903 | BB Price | Yes | Birmingham, England |  |  | NPS/001/005
Overhead | Steelwork | Steelwork Sections | N/A | Ironwork, Channel 50 X 10 X 846 For 'H' 1830 Rocking Aerial Switch Drawing Number 1.09.101.0506 Sheet 1 Item 6 | 257903 | Had-fab | No | Scotland |  |  | NPS/001/005
Overhead | Steelwork | Steelwork Sections | N/A | Ironwork, Channel 50 X 10 X 846 For 'H' 1830 Rocking Aerial Switch Drawing Number 1.09.101.0506 Sheet 1 Item 6 | 257903 | Ensto UK | No | Estonia |  |  | NPS/001/005
Overhead | Steelwork | Steelwork Sections | N/A | Ironwork, Channel 50 X 10 X 846 For 'H' 1830 Rocking Aerial Switch Drawing Number 1.09.101.0506 Sheet 1 Item 6 | 257903 | Ryden Engineering Limited | No | UK |  |  | NPS/001/005
Overhead | Steelwork | Steelwork Sections | N/A | Ironwork Channel 127 X 64 X 1900 For 33kV Cable Support Drawing Number 1.09.101.0549 Sheet 1 | 258450 | BB Price | Yes | Birmingham, England |  |  | NPS/001/005
Overhead | Steelwork | Steelwork Sections | N/A | Ironwork Channel 127 X 64 X 1900 For 33kV Cable Support Drawing Number 1.09.101.0549 Sheet 1 | 258450 | Had-fab | No | Scotland |  |  | NPS/001/005
Overhead | Steelwork | Steelwork Sections | N/A | Ironwork Channel 127 X 64 X 1900 For 33kV Cable Support Drawing Number 1.09.101.0549 Sheet 1 | 258450 | Ensto UK | No | Estonia |  |  | NPS/001/005
Overhead | Steelwork | Steelwork Sections | N/A | Ironwork Channel 127 X 64 X 1900 For 33kV Cable Support Drawing Number 1.09.101.0549 Sheet 1 | 258450 | Ryden Engineering Limited | No | UK |  |  | NPS/001/005
Overhead | Steelwork | Steelwork Sections | N/A | Ironwork, Angle, 60 X 60 X 4400 For 10.5 M Pole 66kV Cable Support Drawing Number 1.09.101.0550 Sheet 2 | 244532 | BB Price | Yes | Birmingham, England |  |  | NPS/001/005
Overhead | Steelwork | Steelwork Sections | N/A | Ironwork, Angle, 60 X 60 X 4400 For 10.5 M Pole 66kV Cable Support Drawing Number 1.09.101.0550 Sheet 2 | 244532 | Had-fab | No | Scotland |  |  | NPS/001/005
Overhead | Steelwork | Steelwork Sections | N/A | Ironwork, Angle, 60 X 60 X 4400 For 10.5 M Pole 66kV Cable Support Drawing Number 1.09.101.0550 Sheet 2 | 244532 | Ensto UK | No | Estonia |  |  | NPS/001/005
Overhead | Steelwork | Steelwork Sections | N/A | Ironwork, Angle, 60 X 60 X 4400 For 10.5 M Pole 66kV Cable Support Drawing Number 1.09.101.0550 Sheet 2 | 244532 | Ryden Engineering Limited | No | UK |  |  | NPS/001/005
Overhead | Steelwork | Steelwork Sections | N/A | Ironwork, Angle, 60 X 60 X 4900 For 11 M Pole 66kV Cable Support Drawing Number 1.09.101.0550 Sheet 2 | 244547 | BB Price | Yes | Birmingham, England |  |  | NPS/001/005
Overhead | Steelwork | Steelwork Sections | N/A | Ironwork, Angle, 60 X 60 X 4900 For 11 M Pole 66kV Cable Support Drawing Number 1.09.101.0550 Sheet 2 | 244547 | Had-fab | No | Scotland |  |  | NPS/001/005
Overhead | Steelwork | Steelwork Sections | N/A | Ironwork, Angle, 60 X 60 X 4900 For 11 M Pole 66kV Cable Support Drawing Number 1.09.101.0550 Sheet 2 | 244547 | Ensto UK | No | Estonia |  |  | NPS/001/005
Overhead | Steelwork | Steelwork Sections | N/A | Ironwork, Angle, 60 X 60 X 4900 For 11 M Pole 66kV Cable Support Drawing Number 1.09.101.0550 Sheet 2 | 244547 | Ryden Engineering Limited | No | UK |  |  | NPS/001/005
Overhead | Steelwork | Steelwork Sections | N/A | Ironwork, Angle, 60 X 60 X 5400 For 11.5 M Pole 66kV Cable Support Drawing Number 1.09.101.0550 Sheet 2 | 244509 | BB Price | Yes | Birmingham, England |  |  | NPS/001/005
Overhead | Steelwork | Steelwork Sections | N/A | Ironwork, Angle, 60 X 60 X 5400 For 11.5 M Pole 66kV Cable Support Drawing Number 1.09.101.0550 Sheet 2 | 244509 | Had-fab | No | Scotland |  |  | NPS/001/005
Overhead | Steelwork | Steelwork Sections | N/A | Ironwork, Angle, 60 X 60 X 5400 For 11.5 M Pole 66kV Cable Support Drawing Number 1.09.101.0550 Sheet 2 | 244509 | Ensto UK | No | Estonia |  |  | NPS/001/005
Overhead | Steelwork | Steelwork Sections | N/A | Ironwork, Angle, 60 X 60 X 5400 For 11.5 M Pole 66kV Cable Support Drawing Number 1.09.101.0550 Sheet 2 | 244509 | Ryden Engineering Limited | No | UK |  |  | NPS/001/005
Overhead | Steelwork | Steelwork Sections | N/A | Ironwork, Angle, 60 X 60 X 5900 For 12 M Pole 66kV Cable Support Drawing Number 1.09.101.0550 Sheet 2 | 244513 | BB Price | Yes | Birmingham, England |  |  | NPS/001/005
Overhead | Steelwork | Steelwork Sections | N/A | Ironwork, Angle, 60 X 60 X 5900 For 12 M Pole 66kV Cable Support Drawing Number 1.09.101.0550 Sheet 2 | 244513 | Had-fab | No | Scotland |  |  | NPS/001/005
Overhead | Steelwork | Steelwork Sections | N/A | Ironwork, Angle, 60 X 60 X 5900 For 12 M Pole 66kV Cable Support Drawing Number 1.09.101.0550 Sheet 2 | 244513 | Ensto UK | No | Estonia |  |  | NPS/001/005
Overhead | Steelwork | Steelwork Sections | N/A | Ironwork, Angle, 60 X 60 X 5900 For 12 M Pole 66kV Cable Support Drawing Number 1.09.101.0550 Sheet 2 | 244513 | Ryden Engineering Limited | No | UK |  |  | NPS/001/005
Overhead | Steelwork | Steelwork Sections | N/A | Ironwork, Angle, 60 X 60 X 6900 For 13 M Pole 66kV Cable Support Drawing Number 1.09.101.0550 Sheet 2 | 244566 | BB Price | Yes | Birmingham, England |  |  | NPS/001/005
Overhead | Steelwork | Steelwork Sections | N/A | Ironwork, Angle, 60 X 60 X 6900 For 13 M Pole 66kV Cable Support Drawing Number 1.09.101.0550 Sheet 2 | 244566 | Had-fab | No | Scotland |  |  | NPS/001/005
Overhead | Steelwork | Steelwork Sections | N/A | Ironwork, Angle, 60 X 60 X 6900 For 13 M Pole 66kV Cable Support Drawing Number 1.09.101.0550 Sheet 2 | 244566 | Ensto UK | No | Estonia |  |  | NPS/001/005
Overhead | Steelwork | Steelwork Sections | N/A | Ironwork, Angle, 60 X 60 X 6900 For 13 M Pole 66kV Cable Support Drawing Number 1.09.101.0550 Sheet 2 | 244566 | Ryden Engineering Limited | No | UK |  |  | NPS/001/005
Overhead | Steelwork | Steelwork Sections | N/A | Ironwork, Angle, 60 X 60 X 7900 For 14 M Pole 66kV Cable Support Drawing Number 1.09.101.0550 Sheet 2 | 244585 | BB Price | Yes | Birmingham, England |  |  | NPS/001/005
Overhead | Steelwork | Steelwork Sections | N/A | Ironwork, Angle, 60 X 60 X 7900 For 14 M Pole 66kV Cable Support Drawing Number 1.09.101.0550 Sheet 2 | 244585 | Had-fab | No | Scotland |  |  | NPS/001/005
Overhead | Steelwork | Steelwork Sections | N/A | Ironwork, Angle, 60 X 60 X 7900 For 14 M Pole 66kV Cable Support Drawing Number 1.09.101.0550 Sheet 2 | 244585 | Ensto UK | No | Estonia |  |  | NPS/001/005
Overhead | Steelwork | Steelwork Sections | N/A | Ironwork, Angle, 60 X 60 X 7900 For 14 M Pole 66kV Cable Support Drawing Number 1.09.101.0550 Sheet 2 | 244585 | Ryden Engineering Limited | No | UK |  |  | NPS/001/005
Overhead | Steelwork | Steelwork Sections | N/A | Ironwork, Angle, 70 X 70 X 710 For 33kV Sealing Ends And Surge Diverters Drawing Number 1.09.101.0551 Sheet 1 Item 3 | 243578 | BB Price | Yes | Birmingham, England |  |  | NPS/001/005
Overhead | Steelwork | Steelwork Sections | N/A | Ironwork, Angle, 70 X 70 X 710 For 33kV Sealing Ends And Surge Diverters Drawing Number 1.09.101.0551 Sheet 1 Item 3 | 243578 | Had-fab | No | Scotland |  |  | NPS/001/005
Overhead | Steelwork | Steelwork Sections | N/A | Ironwork, Angle, 70 X 70 X 710 For 33kV Sealing Ends And Surge Diverters Drawing Number 1.09.101.0551 Sheet 1 Item 3 | 243578 | Ensto UK | No | Estonia |  |  | NPS/001/005
Overhead | Steelwork | Steelwork Sections | N/A | Ironwork, Angle, 70 X 70 X 710 For 33kV Sealing Ends And Surge Diverters Drawing Number 1.09.101.0551 Sheet 1 Item 3 | 243578 | Ryden Engineering Limited | No | UK |  |  | NPS/001/005
Overhead | Steelwork | Steelwork Sections | N/A | Ironwork, Angle, 70 X 70 X 710 For 33kV Sealing Ends And Surge Diverters Drawing Number 1.09.101.0551 Sheet 1 Item 4 | 243582 | BB Price | Yes | Birmingham, England |  |  | NPS/001/005
Overhead | Steelwork | Steelwork Sections | N/A | Ironwork, Angle, 70 X 70 X 710 For 33kV Sealing Ends And Surge Diverters Drawing Number 1.09.101.0551 Sheet 1 Item 4 | 243582 | Had-fab | No | Scotland |  |  | NPS/001/005
Overhead | Steelwork | Steelwork Sections | N/A | Ironwork, Angle, 70 X 70 X 710 For 33kV Sealing Ends And Surge Diverters Drawing Number 1.09.101.0551 Sheet 1 Item 4 | 243582 | Ensto UK | No | Estonia |  |  | NPS/001/005
Overhead | Steelwork | Steelwork Sections | N/A | Ironwork, Angle, 70 X 70 X 710 For 33kV Sealing Ends And Surge Diverters Drawing Number 1.09.101.0551 Sheet 1 Item 4 | 243582 | Ryden Engineering Limited | No | UK |  |  | NPS/001/005
Overhead | Steelwork | Steelwork Sections | N/A | Ironwork, Channel 102 X 51 X 1370 Support For Rocking Aerial Switch Vertically Mounted Drawing Number 1.09.101.0607 Sheet 1 | 258643 | BB Price | Yes | Birmingham, England |  |  | NPS/001/005
Overhead | Steelwork | Steelwork Sections | N/A | Ironwork, Channel 102 X 51 X 1370 Support For Rocking Aerial Switch Vertically Mounted Drawing Number 1.09.101.0607 Sheet 1 | 258643 | Had-fab | No | Scotland |  |  | NPS/001/005
Overhead | Steelwork | Steelwork Sections | N/A | Ironwork, Channel 102 X 51 X 1370 Support For Rocking Aerial Switch Vertically Mounted Drawing Number 1.09.101.0607 Sheet 1 | 258643 | Ensto UK | No | Estonia |  |  | NPS/001/005
Overhead | Steelwork | Steelwork Sections | N/A | Ironwork, Channel 102 X 51 X 1370 Support For Rocking Aerial Switch Vertically Mounted Drawing Number 1.09.101.0607 Sheet 1 | 258643 | Ryden Engineering Limited | No | UK |  |  | NPS/001/005
Overhead | Steelwork | Steelwork Sections | N/A | Ironwork, Channel 102 X 51 X 1370 For Surge Diverter Mounting Drawing Number 1.09.101.0612 Sheet 3 Item 1 | 257689 | BB Price | Yes | Birmingham, England |  |  | NPS/001/005
Overhead | Steelwork | Steelwork Sections | N/A | Ironwork, Channel 102 X 51 X 1370 For Surge Diverter Mounting Drawing Number 1.09.101.0612 Sheet 3 Item 1 | 257689 | Had-fab | No | Scotland |  |  | NPS/001/005
Overhead | Steelwork | Steelwork Sections | N/A | Ironwork, Channel 102 X 51 X 1370 For Surge Diverter Mounting Drawing Number 1.09.101.0612 Sheet 3 Item 1 | 257689 | Ensto UK | No | Estonia |  |  | NPS/001/005
Overhead | Steelwork | Steelwork Sections | N/A | Ironwork, Channel 102 X 51 X 1370 For Surge Diverter Mounting Drawing Number 1.09.101.0612 Sheet 3 Item 1 | 257689 | Ryden Engineering Limited | No | UK |  |  | NPS/001/005
Overhead | Steelwork | Steelwork Sections | N/A | Ironwork, Channel 76 X 51 X 1830 For 'H' Pole Surge Diverter Mounting Drawing Number 1.09.101.0612 Sheet 3 Item 2 | 257693 | BB Price | Yes | Birmingham, England |  |  | NPS/001/005
Overhead | Steelwork | Steelwork Sections | N/A | Ironwork, Channel 76 X 51 X 1830 For 'H' Pole Surge Diverter Mounting Drawing Number 1.09.101.0612 Sheet 3 Item 2 | 257693 | Had-fab | No | Scotland |  |  | NPS/001/005
Overhead | Steelwork | Steelwork Sections | N/A | Ironwork, Channel 76 X 51 X 1830 For 'H' Pole Surge Diverter Mounting Drawing Number 1.09.101.0612 Sheet 3 Item 2 | 257693 | Ensto UK | No | Estonia |  |  | NPS/001/005
Overhead | Steelwork | Steelwork Sections | N/A | Ironwork, Channel 76 X 51 X 1830 For 'H' Pole Surge Diverter Mounting Drawing Number 1.09.101.0612 Sheet 3 Item 2 | 257693 | Ryden Engineering Limited | No | UK |  |  | NPS/001/005
Overhead | Steelwork | Steelwork Sections | N/A | Ironwork, Angle 75 X 50 X 6 X 1200 For Surge Diverter Platform Drawing Number 1.09.101.0612 Sheet 3 Item 3 | 257937 | BB Price | Yes | Birmingham, England |  |  | NPS/001/005
Overhead | Steelwork | Steelwork Sections | N/A | Ironwork, Angle 75 X 50 X 6 X 1200 For Surge Diverter Platform Drawing Number 1.09.101.0612 Sheet 3 Item 3 | 257937 | Had-fab | No | Scotland |  |  | NPS/001/005
Overhead | Steelwork | Steelwork Sections | N/A | Ironwork, Angle 75 X 50 X 6 X 1200 For Surge Diverter Platform Drawing Number 1.09.101.0612 Sheet 3 Item 3 | 257937 | Ensto UK | No | Estonia |  |  | NPS/001/005
Overhead | Steelwork | Steelwork Sections | N/A | Ironwork, Angle 75 X 50 X 6 X 1200 For Surge Diverter Platform Drawing Number 1.09.101.0612 Sheet 3 Item 3 | 257937 | Ryden Engineering Limited | No | UK |  |  | NPS/001/005
Overhead | Steelwork | Steelwork Sections | N/A | Ironwork, Angle 75 X 50 X 6 X 780 Horizontal For Surge Diverter Platform Drawing Number 1.09.101.0612 Sheet 4 Item 5 | 257725 | BB Price | Yes | Birmingham, England |  |  | NPS/001/005
Overhead | Steelwork | Steelwork Sections | N/A | Ironwork, Angle 75 X 50 X 6 X 780 Horizontal For Surge Diverter Platform Drawing Number 1.09.101.0612 Sheet 4 Item 5 | 257725 | Had-fab | No | Scotland |  |  | NPS/001/005
Overhead | Steelwork | Steelwork Sections | N/A | Ironwork, Angle 75 X 50 X 6 X 780 Horizontal For Surge Diverter Platform Drawing Number 1.09.101.0612 Sheet 4 Item 5 | 257725 | Ensto UK | No | Estonia |  |  | NPS/001/005
Overhead | Steelwork | Steelwork Sections | N/A | Ironwork, Angle 75 X 50 X 6 X 780 Horizontal For Surge Diverter Platform Drawing Number 1.09.101.0612 Sheet 4 Item 5 | 257725 | Ryden Engineering Limited | No | UK |  |  | NPS/001/005
Overhead | Steelwork | Steelwork Sections | N/A | Ironwork, Angle 60 X 60 X 8 X 983 Diagonal For Surge Diverter Platform Drawing Number 1.09.101.0612 Sheet 4 Item 7 | 249381 | BB Price | Yes | Birmingham, England |  |  | NPS/001/005
Overhead | Steelwork | Steelwork Sections | N/A | Ironwork, Angle 60 X 60 X 8 X 983 Diagonal For Surge Diverter Platform Drawing Number 1.09.101.0612 Sheet 4 Item 7 | 249381 | Had-fab | No | Scotland |  |  | NPS/001/005
Overhead | Steelwork | Steelwork Sections | N/A | Ironwork, Angle 60 X 60 X 8 X 983 Diagonal For Surge Diverter Platform Drawing Number 1.09.101.0612 Sheet 4 Item 7 | 249381 | Ensto UK | No | Estonia |  |  | NPS/001/005
Overhead | Steelwork | Steelwork Sections | N/A | Ironwork, Angle 60 X 60 X 8 X 983 Diagonal For Surge Diverter Platform Drawing Number 1.09.101.0612 Sheet 4 Item 7 | 249381 | Ryden Engineering Limited | No | UK |  |  | NPS/001/005
Overhead | Steelwork | Steelwork Sections | N/A | Ironwork, Plate 150 X 150 X 15mm 66kV Portal Steelwork Component Drawing Number 1.09.101.0650 Sheet 1 Item 5 | 240739 | BB Price | Yes | Birmingham, England |  |  | NPS/001/005
Overhead | Steelwork | Steelwork Sections | N/A | Ironwork, Plate 150 X 150 X 15mm 66kV Portal Steelwork Component Drawing Number 1.09.101.0650 Sheet 1 Item 5 | 240739 | Had-fab | No | Scotland |  |  | NPS/001/005
Overhead | Steelwork | Steelwork Sections | N/A | Ironwork, Plate 150 X 150 X 15mm 66kV Portal Steelwork Component Drawing Number 1.09.101.0650 Sheet 1 Item 5 | 240739 | Ensto UK | No | Estonia |  |  | NPS/001/005
Overhead | Steelwork | Steelwork Sections | N/A | Ironwork, Plate 150 X 150 X 15mm 66kV Portal Steelwork Component Drawing Number 1.09.101.0650 Sheet 1 Item 5 | 240739 | Ryden Engineering Limited | No | UK |  |  | NPS/001/005
Overhead | Steelwork | Steelwork Sections | N/A | Ironwork, Channel Crossarm For 66kV Portal Construction Drawing Number 1.09.101.0650 Sheet 1 Item 1 | 252651 | BB Price | Yes | Birmingham, England |  |  | NPS/001/005
Overhead | Steelwork | Steelwork Sections | N/A | Ironwork, Channel Crossarm For 66kV Portal Construction Drawing Number 1.09.101.0650 Sheet 1 Item 1 | 252651 | Had-fab | No | Scotland |  |  | NPS/001/005
Overhead | Steelwork | Steelwork Sections | N/A | Ironwork, Channel Crossarm For 66kV Portal Construction Drawing Number 1.09.101.0650 Sheet 1 Item 1 | 252651 | Ensto UK | No | Estonia |  |  | NPS/001/005
Overhead | Steelwork | Steelwork Sections | N/A | Ironwork, Channel Crossarm For 66kV Portal Construction Drawing Number 1.09.101.0650 Sheet 1 Item 1 | 252651 | Ryden Engineering Limited | No | UK |  |  | NPS/001/005
Overhead | Steelwork | Steelwork Sections | N/A | Ironwork, Section Plate For 66kV Portal Terminal Construction Drawing Number 1.09.101.0650 Sheet 1 Item 2 | 252666 | BB Price | Yes | Birmingham, England |  |  | NPS/001/005
Overhead | Steelwork | Steelwork Sections | N/A | Ironwork, Section Plate For 66kV Portal Terminal Construction Drawing Number 1.09.101.0650 Sheet 1 Item 2 | 252666 | Had-fab | No | Scotland |  |  | NPS/001/005
Overhead | Steelwork | Steelwork Sections | N/A | Ironwork, Section Plate For 66kV Portal Terminal Construction Drawing Number 1.09.101.0650 Sheet 1 Item 2 | 252666 | Ensto UK | No | Estonia |  |  | NPS/001/005
Overhead | Steelwork | Steelwork Sections | N/A | Ironwork, Section Plate For 66kV Portal Terminal Construction Drawing Number 1.09.101.0650 Sheet 1 Item 2 | 252666 | Ryden Engineering Limited | No | UK |  |  | NPS/001/005
Overhead | Steelwork | Steelwork Sections | N/A | Ironwork, Flat Bar 60 X 20 X 217 For 66kV Portal Construction Drawing Number 1.09.101.0650 Sheet 1 Item 3 | 258709 | BB Price | Yes | Birmingham, England |  |  | NPS/001/005
Overhead | Steelwork | Steelwork Sections | N/A | Ironwork, Flat Bar 60 X 20 X 217 For 66kV Portal Construction Drawing Number 1.09.101.0650 Sheet 1 Item 3 | 258709 | Had-fab | No | Scotland |  |  | NPS/001/005
Overhead | Steelwork | Steelwork Sections | N/A | Ironwork, Flat Bar 60 X 20 X 217 For 66kV Portal Construction Drawing Number 1.09.101.0650 Sheet 1 Item 3 | 258709 | Ensto UK | No | Estonia |  |  | NPS/001/005
Overhead | Steelwork | Steelwork Sections | N/A | Ironwork, Flat Bar 60 X 20 X 217 For 66kV Portal Construction Drawing Number 1.09.101.0650 Sheet 1 Item 3 | 258709 | Ryden Engineering Limited | No | UK |  |  | NPS/001/005
Overhead | Steelwork | Steelwork Sections | N/A | Ironwork, Channel Spacer For 66kV Portal Construction Drawing Number 1.09.101.0650 Sheet 1 Item 4 | 252670 | BB Price | Yes | Birmingham, England |  |  | NPS/001/005
Overhead | Steelwork | Steelwork Sections | N/A | Ironwork, Channel Spacer For 66kV Portal Construction Drawing Number 1.09.101.0650 Sheet 1 Item 4 | 252670 | Had-fab | No | Scotland |  |  | NPS/001/005
Overhead | Steelwork | Steelwork Sections | N/A | Ironwork, Channel Spacer For 66kV Portal Construction Drawing Number 1.09.101.0650 Sheet 1 Item 4 | 252670 | Ensto UK | No | Estonia |  |  | NPS/001/005
Overhead | Steelwork | Steelwork Sections | N/A | Ironwork, Channel Spacer For 66kV Portal Construction Drawing Number 1.09.101.0650 Sheet 1 Item 4 | 252670 | Ryden Engineering Limited | No | UK |  |  | NPS/001/005
Overhead | Steelwork | Steelwork Sections | N/A | Ironwork, Foundation Brace For 66kV Portal Construction Drawing No. 1.09.101.0650 Sheet 3 Item 9 | 240315 | BB Price | Yes | Birmingham, England |  |  | NPS/001/005
Overhead | Steelwork | Steelwork Sections | N/A | Ironwork, Foundation Brace For 66kV Portal Construction Drawing No. 1.09.101.0650 Sheet 3 Item 9 | 240315 | Had-fab | No | Scotland |  |  | NPS/001/005
Overhead | Steelwork | Steelwork Sections | N/A | Ironwork, Foundation Brace For 66kV Portal Construction Drawing No. 1.09.101.0650 Sheet 3 Item 9 | 240315 | Ensto UK | No | Estonia |  |  | NPS/001/005
Overhead | Steelwork | Steelwork Sections | N/A | Ironwork, Foundation Brace For 66kV Portal Construction Drawing No. 1.09.101.0650 Sheet 3 Item 9 | 240315 | Ryden Engineering Limited | No | UK |  |  | NPS/001/005
Overhead | Steelwork | Steelwork Sections | N/A | Ironwork, Foundation Bar For 66kV Portal Construction Drawing No. 1.09.101.0650 Sheet 3 Item 10 | 244208 | BB Price | Yes | Birmingham, England |  |  | NPS/001/005
Overhead | Steelwork | Steelwork Sections | N/A | Ironwork, Foundation Bar For 66kV Portal Construction Drawing No. 1.09.101.0650 Sheet 3 Item 10 | 244208 | Had-fab | No | Scotland |  |  | NPS/001/005
Overhead | Steelwork | Steelwork Sections | N/A | Ironwork, Foundation Bar For 66kV Portal Construction Drawing No. 1.09.101.0650 Sheet 3 Item 10 | 244208 | Ensto UK | No | Estonia |  |  | NPS/001/005
Overhead | Steelwork | Steelwork Sections | N/A | Ironwork, Foundation Bar For 66kV Portal Construction Drawing No. 1.09.101.0650 Sheet 3 Item 10 | 244208 | Ryden Engineering Limited | No | UK |  |  | NPS/001/005
Overhead | Steelwork | Steelwork Sections | N/A | Ironwork, Crossarm 2900 X 100 X 75 X 12 'A' Pole Section Drawing No. 1.09.101.0651 Sheet 1 | 237721 | BB Price | Yes | Birmingham, England |  |  | NPS/001/005
Overhead | Steelwork | Steelwork Sections | N/A | Ironwork, Crossarm 2900 X 100 X 75 X 12 'A' Pole Section Drawing No. 1.09.101.0651 Sheet 1 | 237721 | Had-fab | No | Scotland |  |  | NPS/001/005
Overhead | Steelwork | Steelwork Sections | N/A | Ironwork, Crossarm 2900 X 100 X 75 X 12 'A' Pole Section Drawing No. 1.09.101.0651 Sheet 1 | 237721 | Ensto UK | No | Estonia |  |  | NPS/001/005
Overhead | Steelwork | Steelwork Sections | N/A | Ironwork, Crossarm 2900 X 100 X 75 X 12 'A' Pole Section Drawing No. 1.09.101.0651 Sheet 1 | 237721 | Ryden Engineering Limited | No | UK |  |  | NPS/001/005
Overhead | Steelwork | Steelwork Sections | N/A | Ironwork, Vertical Channel Component For 66kV Single Circuit Wood Pole Construction Drawing No. 1.09.101.0652 Sheet 1 Item 1 | 252685 | BB Price | Yes | Birmingham, England |  |  | NPS/001/005
Overhead | Steelwork | Steelwork Sections | N/A | Ironwork, Vertical Channel Component For 66kV Single Circuit Wood Pole Construction Drawing No. 1.09.101.0652 Sheet 1 Item 1 | 252685 | Had-fab | No | Scotland |  |  | NPS/001/005
Overhead | Steelwork | Steelwork Sections | N/A | Ironwork, Vertical Channel Component For 66kV Single Circuit Wood Pole Construction Drawing No. 1.09.101.0652 Sheet 1 Item 1 | 252685 | Ensto UK | No | Estonia |  |  | NPS/001/005
Overhead | Steelwork | Steelwork Sections | N/A | Ironwork, Vertical Channel Component For 66kV Single Circuit Wood Pole Construction Drawing No. 1.09.101.0652 Sheet 1 Item 1 | 252685 | Ryden Engineering Limited | No | UK |  |  | NPS/001/005
Overhead | Steelwork | Steelwork Sections | N/A | Ironwork, Post Angle Component For 66kV Single Circuit Wood Pole Construction Drawing No. 1.09.101.0652 Sheet 1 Item 2 | 252702 | BB Price | Yes | Birmingham, England |  |  | NPS/001/005
Overhead | Steelwork | Steelwork Sections | N/A | Ironwork, Post Angle Component For 66kV Single Circuit Wood Pole Construction Drawing No. 1.09.101.0652 Sheet 1 Item 2 | 252702 | Had-fab | No | Scotland |  |  | NPS/001/005
Overhead | Steelwork | Steelwork Sections | N/A | Ironwork, Post Angle Component For 66kV Single Circuit Wood Pole Construction Drawing No. 1.09.101.0652 Sheet 1 Item 2 | 252702 | Ensto UK | No | Estonia |  |  | NPS/001/005
Overhead | Steelwork | Steelwork Sections | N/A | Ironwork, Post Angle Component For 66kV Single Circuit Wood Pole Construction Drawing No. 1.09.101.0652 Sheet 1 Item 2 | 252702 | Ryden Engineering Limited | No | UK |  |  | NPS/001/005
Overhead | Steelwork | Steelwork Sections | N/A | Ironwork, Round Spacer Component For 66kV Single Circuit Wood Pole Construction Drawing No. 1.09.101.0652 Sheet 1 Item 3 | 252717 | BB Price | Yes | Birmingham, England |  |  | NPS/001/005
Overhead | Steelwork | Steelwork Sections | N/A | Ironwork, Round Spacer Component For 66kV Single Circuit Wood Pole Construction Drawing No. 1.09.101.0652 Sheet 1 Item 3 | 252717 | Had-fab | No | Scotland |  |  | NPS/001/005
Overhead | Steelwork | Steelwork Sections | N/A | Ironwork, Round Spacer Component For 66kV Single Circuit Wood Pole Construction Drawing No. 1.09.101.0652 Sheet 1 Item 3 | 252717 | Ensto UK | No | Estonia |  |  | NPS/001/005
Overhead | Steelwork | Steelwork Sections | N/A | Ironwork, Round Spacer Component For 66kV Single Circuit Wood Pole Construction Drawing No. 1.09.101.0652 Sheet 1 Item 3 | 252717 | Ryden Engineering Limited | No | UK |  |  | NPS/001/005
Overhead | Steelwork | Steelwork Sections | N/A | Ironwork, Tie Strap Component For 66kV Single Circuit Wood Pole Construction Drawing No. 1.09.101.0652 Sheet 1 Item 4 | 252721 | BB Price | Yes | Birmingham, England |  |  | NPS/001/005
Overhead | Steelwork | Steelwork Sections | N/A | Ironwork, Tie Strap Component For 66kV Single Circuit Wood Pole Construction Drawing No. 1.09.101.0652 Sheet 1 Item 4 | 252721 | Had-fab | No | Scotland |  |  | NPS/001/005
Overhead | Steelwork | Steelwork Sections | N/A | Ironwork, Tie Strap Component For 66kV Single Circuit Wood Pole Construction Drawing No. 1.09.101.0652 Sheet 1 Item 4 | 252721 | Ensto UK | No | Estonia |  |  | NPS/001/005
Overhead | Steelwork | Steelwork Sections | N/A | Ironwork, Tie Strap Component For 66kV Single Circuit Wood Pole Construction Drawing No. 1.09.101.0652 Sheet 1 Item 4 | 252721 | Ryden Engineering Limited | No | UK |  |  | NPS/001/005
Overhead | Steelwork | Steelwork Sections | N/A | Ironwork, Oblong Spacer Component For 66kV Single Circuit Wood Pole Construction Drawing No. 1.09.101.0652 Sheet 1 Item 5 | 252736 | BB Price | Yes | Birmingham, England |  |  | NPS/001/005
Overhead | Steelwork | Steelwork Sections | N/A | Ironwork, Oblong Spacer Component For 66kV Single Circuit Wood Pole Construction Drawing No. 1.09.101.0652 Sheet 1 Item 5 | 252736 | Had-fab | No | Scotland |  |  | NPS/001/005
Overhead | Steelwork | Steelwork Sections | N/A | Ironwork, Oblong Spacer Component For 66kV Single Circuit Wood Pole Construction Drawing No. 1.09.101.0652 Sheet 1 Item 5 | 252736 | Ensto UK | No | Estonia |  |  | NPS/001/005
Overhead | Steelwork | Steelwork Sections | N/A | Ironwork, Oblong Spacer Component For 66kV Single Circuit Wood Pole Construction Drawing No. 1.09.101.0652 Sheet 1 Item 5 | 252736 | Ryden Engineering Limited | No | UK |  |  | NPS/001/005
Overhead | Steelwork | Steelwork Sections | N/A | Ironwork, Square Spacer Component For 66kV Single Circuit Wood Pole Construction Drawing No. 1.09.101.0652 Sheet 1 Item 6 | 252740 | BB Price | Yes | Birmingham, England |  |  | NPS/001/005
Overhead | Steelwork | Steelwork Sections | N/A | Ironwork, Square Spacer Component For 66kV Single Circuit Wood Pole Construction Drawing No. 1.09.101.0652 Sheet 1 Item 6 | 252740 | Had-fab | No | Scotland |  |  | NPS/001/005
Overhead | Steelwork | Steelwork Sections | N/A | Ironwork, Square Spacer Component For 66kV Single Circuit Wood Pole Construction Drawing No. 1.09.101.0652 Sheet 1 Item 6 | 252740 | Ensto UK | No | Estonia |  |  | NPS/001/005
Overhead | Steelwork | Steelwork Sections | N/A | Ironwork, Square Spacer Component For 66kV Single Circuit Wood Pole Construction Drawing No. 1.09.101.0652 Sheet 1 Item 6 | 252740 | Ryden Engineering Limited | No | UK |  |  | NPS/001/005
Overhead | Steelwork | Steelwork Sections | N/A | Ironwork, Large Square Spacer Component For 66kV Single Circuit Wood Pole Construction Drawing No. 1.09.101.0652 Sheet 1 Item 7 | 252755 | BB Price | Yes | Birmingham, England |  |  | NPS/001/005
Overhead | Steelwork | Steelwork Sections | N/A | Ironwork, Large Square Spacer Component For 66kV Single Circuit Wood Pole Construction Drawing No. 1.09.101.0652 Sheet 1 Item 7 | 252755 | Had-fab | No | Scotland |  |  | NPS/001/005
Overhead | Steelwork | Steelwork Sections | N/A | Ironwork, Large Square Spacer Component For 66kV Single Circuit Wood Pole Construction Drawing No. 1.09.101.0652 Sheet 1 Item 7 | 252755 | Ensto UK | No | Estonia |  |  | NPS/001/005
Overhead | Steelwork | Steelwork Sections | N/A | Ironwork, Large Square Spacer Component For 66kV Single Circuit Wood Pole Construction Drawing No. 1.09.101.0652 Sheet 1 Item 7 | 252755 | Ryden Engineering Limited | No | UK |  |  | NPS/001/005
Overhead | Steelwork | Steelwork Sections | N/A | Ironwork, Crossarm 2500 X 100 X 75 For Heavy Construction 'A' Poles Drawing No. 1.09.101.0654 Sheet 1 | 237702 | BB Price | Yes | Birmingham, England |  |  | NPS/001/005
Overhead | Steelwork | Steelwork Sections | N/A | Ironwork, Crossarm 2500 X 100 X 75 For Heavy Construction 'A' Poles Drawing No. 1.09.101.0654 Sheet 1 | 237702 | Had-fab | No | Scotland |  |  | NPS/001/005
Overhead | Steelwork | Steelwork Sections | N/A | Ironwork, Crossarm 2500 X 100 X 75 For Heavy Construction 'A' Poles Drawing No. 1.09.101.0654 Sheet 1 | 237702 | Ensto UK | No | Estonia |  |  | NPS/001/005
Overhead | Steelwork | Steelwork Sections | N/A | Ironwork, Crossarm 2500 X 100 X 75 For Heavy Construction 'A' Poles Drawing No. 1.09.101.0654 Sheet 1 | 237702 | Ryden Engineering Limited | No | UK |  |  | NPS/001/005
Overhead | Steelwork | Steelwork Sections | N/A | Ironwork, Crossarm 2900 X 100 X 75 For Section 'A' Poles Drawing No. 1.09.101.0655 Sheet 1 | 237717 | BB Price | Yes | Birmingham, England |  |  | NPS/001/005
Overhead | Steelwork | Steelwork Sections | N/A | Ironwork, Crossarm 2900 X 100 X 75 For Section 'A' Poles Drawing No. 1.09.101.0655 Sheet 1 | 237717 | Had-fab | No | Scotland |  |  | NPS/001/005
Overhead | Steelwork | Steelwork Sections | N/A | Ironwork, Crossarm 2900 X 100 X 75 For Section 'A' Poles Drawing No. 1.09.101.0655 Sheet 1 | 237717 | Ensto UK | No | Estonia |  |  | NPS/001/005
Overhead | Steelwork | Steelwork Sections | N/A | Ironwork, Crossarm 2900 X 100 X 75 For Section 'A' Poles Drawing No. 1.09.101.0655 Sheet 1 | 237717 | Ryden Engineering Limited | No | UK |  |  | NPS/001/005
Overhead | Steelwork | Steelwork Sections | N/A | Ironwork, Angle, 65 X 50 X 8 X 1238 For 'A' Pole Strap/Strut Drawing No. 1.09.101.0656 Sheet 1 Item 2 | 237740 | BB Price | Yes | Birmingham, England |  |  | NPS/001/005
Overhead | Steelwork | Steelwork Sections | N/A | Ironwork, Angle, 65 X 50 X 8 X 1238 For 'A' Pole Strap/Strut Drawing No. 1.09.101.0656 Sheet 1 Item 2 | 237740 | Had-fab | No | Scotland |  |  | NPS/001/005
Overhead | Steelwork | Steelwork Sections | N/A | Ironwork, Angle, 65 X 50 X 8 X 1238 For 'A' Pole Strap/Strut Drawing No. 1.09.101.0656 Sheet 1 Item 2 | 237740 | Ensto UK | No | Estonia |  |  | NPS/001/005
Overhead | Steelwork | Steelwork Sections | N/A | Ironwork, Angle, 65 X 50 X 8 X 1238 For 'A' Pole Strap/Strut Drawing No. 1.09.101.0656 Sheet 1 Item 2 | 237740 | Ryden Engineering Limited | No | UK |  |  | NPS/001/005
Overhead | Steelwork | Steelwork Sections | N/A | Ironwork, Angle, 60 X 50 X 8 X 1044 For 'A' Pole Strap/Strut Drawing No. 1.09.101.0656 Sheet 1 Item 1 | 237736 | BB Price | Yes | Birmingham, England |  |  | NPS/001/005
Overhead | Steelwork | Steelwork Sections | N/A | Ironwork, Angle, 60 X 50 X 8 X 1044 For 'A' Pole Strap/Strut Drawing No. 1.09.101.0656 Sheet 1 Item 1 | 237736 | Had-fab | No | Scotland |  |  | NPS/001/005
Overhead | Steelwork | Steelwork Sections | N/A | Ironwork, Angle, 60 X 50 X 8 X 1044 For 'A' Pole Strap/Strut Drawing No. 1.09.101.0656 Sheet 1 Item 1 | 237736 | Ensto UK | No | Estonia |  |  | NPS/001/005
Overhead | Steelwork | Steelwork Sections | N/A | Ironwork, Angle, 60 X 50 X 8 X 1044 For 'A' Pole Strap/Strut Drawing No. 1.09.101.0656 Sheet 1 Item 1 | 237736 | Ryden Engineering Limited | No | UK |  |  | NPS/001/005
Overhead | Steelwork | Steelwork Sections | N/A | Ironwork, Angle, 65 X 50 X 8 X 1251 For 'A' Pole Strap/Strut Drawing No. 1.09.101.0656 Sheet 1 Item 3 | 237755 | BB Price | Yes | Birmingham, England |  |  | NPS/001/005
Overhead | Steelwork | Steelwork Sections | N/A | Ironwork, Angle, 65 X 50 X 8 X 1251 For 'A' Pole Strap/Strut Drawing No. 1.09.101.0656 Sheet 1 Item 3 | 237755 | Had-fab | No | Scotland |  |  | NPS/001/005
Overhead | Steelwork | Steelwork Sections | N/A | Ironwork, Angle, 65 X 50 X 8 X 1251 For 'A' Pole Strap/Strut Drawing No. 1.09.101.0656 Sheet 1 Item 3 | 237755 | Ensto UK | No | Estonia |  |  | NPS/001/005
Overhead | Steelwork | Steelwork Sections | N/A | Ironwork, Angle, 65 X 50 X 8 X 1251 For 'A' Pole Strap/Strut Drawing No. 1.09.101.0656 Sheet 1 Item 3 | 237755 | Ryden Engineering Limited | No | UK |  |  | NPS/001/005
Overhead | Steelwork | Steelwork Sections | N/A | Ironwork, Section Conversion Plate Drawing No. 1.09.101.0658 Sheet 1 | 241464 | BB Price | Yes | Birmingham, England |  |  | NPS/001/005
Overhead | Steelwork | Steelwork Sections | N/A | Ironwork, Section Conversion Plate Drawing No. 1.09.101.0658 Sheet 1 | 241464 | Had-fab | No | Scotland |  |  | NPS/001/005
Overhead | Steelwork | Steelwork Sections | N/A | Ironwork, Section Conversion Plate Drawing No. 1.09.101.0658 Sheet 1 | 241464 | Ensto UK | No | Estonia |  |  | NPS/001/005
Overhead | Steelwork | Steelwork Sections | N/A | Ironwork, Section Conversion Plate Drawing No. 1.09.101.0658 Sheet 1 | 241464 | Ryden Engineering Limited | No | UK |  |  | NPS/001/005
Overhead | Steelwork | Steelwork Sections | N/A | Ironwork, Channel Crossarm Component For 66kV Portal Poles Drawing No. 1.09.101.0664 Sheet 1 Item 1 | 246538 | BB Price | Yes | Birmingham, England |  |  | NPS/001/005
Overhead | Steelwork | Steelwork Sections | N/A | Ironwork, Channel Crossarm Component For 66kV Portal Poles Drawing No. 1.09.101.0664 Sheet 1 Item 1 | 246538 | Had-fab | No | Scotland |  |  | NPS/001/005
Overhead | Steelwork | Steelwork Sections | N/A | Ironwork, Channel Crossarm Component For 66kV Portal Poles Drawing No. 1.09.101.0664 Sheet 1 Item 1 | 246538 | Ensto UK | No | Estonia |  |  | NPS/001/005
Overhead | Steelwork | Steelwork Sections | N/A | Ironwork, Channel Crossarm Component For 66kV Portal Poles Drawing No. 1.09.101.0664 Sheet 1 Item 1 | 246538 | Ryden Engineering Limited | No | UK |  |  | NPS/001/005
Overhead | Steelwork | Steelwork Sections | N/A | Ironwork, Flat Crossarm Component For 66kV Portal Poles Drawing No. 1.09.101.0664 Sheet 1 Item 2 | 246542 | BB Price | Yes | Birmingham, England |  |  | NPS/001/005
Overhead | Steelwork | Steelwork Sections | N/A | Ironwork, Flat Crossarm Component For 66kV Portal Poles Drawing No. 1.09.101.0664 Sheet 1 Item 2 | 246542 | Had-fab | No | Scotland |  |  | NPS/001/005
Overhead | Steelwork | Steelwork Sections | N/A | Ironwork, Flat Crossarm Component For 66kV Portal Poles Drawing No. 1.09.101.0664 Sheet 1 Item 2 | 246542 | Ensto UK | No | Estonia |  |  | NPS/001/005
Overhead | Steelwork | Steelwork Sections | N/A | Ironwork, Flat Crossarm Component For 66kV Portal Poles Drawing No. 1.09.101.0664 Sheet 1 Item 2 | 246542 | Ryden Engineering Limited | No | UK |  |  | NPS/001/005
Overhead | Steelwork | Steelwork Sections | N/A | Ironwork, Crossarm Channel For 132kV Single Circuit Poles Drawing No. 1.09.101.0670 Sheet 1 | 346492 | BB Price | Yes | Birmingham, England |  |  | NPS/001/005
Overhead | Steelwork | Steelwork Sections | N/A | Ironwork, Crossarm Channel For 132kV Single Circuit Poles Drawing No. 1.09.101.0670 Sheet 1 | 346492 | Had-fab | No | Scotland |  |  | NPS/001/005
Overhead | Steelwork | Steelwork Sections | N/A | Ironwork, Crossarm Channel For 132kV Single Circuit Poles Drawing No. 1.09.101.0670 Sheet 1 | 346492 | Ensto UK | No | Estonia |  |  | NPS/001/005
Overhead | Steelwork | Steelwork Sections | N/A | Ironwork, Crossarm Channel For 132kV Single Circuit Poles Drawing No. 1.09.101.0670 Sheet 1 | 346492 | Ryden Engineering Limited | No | UK |  |  | NPS/001/005
Overhead | Steelwork | Steelwork Sections | N/A | Ironwork, Crossarm Support Channel For 132kV Single Circuit Poles Drawing No. 1.09.101.0670 Sheet 10 | 346577 | BB Price | Yes | Birmingham, England |  |  | NPS/001/005
Overhead | Steelwork | Steelwork Sections | N/A | Ironwork, Crossarm Support Channel For 132kV Single Circuit Poles Drawing No. 1.09.101.0670 Sheet 10 | 346577 | Had-fab | No | Scotland |  |  | NPS/001/005
Overhead | Steelwork | Steelwork Sections | N/A | Ironwork, Crossarm Support Channel For 132kV Single Circuit Poles Drawing No. 1.09.101.0670 Sheet 10 | 346577 | Ensto UK | No | Estonia |  |  | NPS/001/005
Overhead | Steelwork | Steelwork Sections | N/A | Ironwork, Crossarm Support Channel For 132kV Single Circuit Poles Drawing No. 1.09.101.0670 Sheet 10 | 346577 | Ryden Engineering Limited | No | UK |  |  | NPS/001/005
Overhead | Steelwork | Steelwork Sections | N/A | Ironwork, Crossarm Flat For 132kV Single Circuit Poles Drawing No. 1.09.101.0670 Sheet 2 | 346488 | BB Price | Yes | Birmingham, England |  |  | NPS/001/005
Overhead | Steelwork | Steelwork Sections | N/A | Ironwork, Crossarm Flat For 132kV Single Circuit Poles Drawing No. 1.09.101.0670 Sheet 2 | 346488 | Had-fab | No | Scotland |  |  | NPS/001/005
Overhead | Steelwork | Steelwork Sections | N/A | Ironwork, Crossarm Flat For 132kV Single Circuit Poles Drawing No. 1.09.101.0670 Sheet 2 | 346488 | Ensto UK | No | Estonia |  |  | NPS/001/005
Overhead | Steelwork | Steelwork Sections | N/A | Ironwork, Crossarm Flat For 132kV Single Circuit Poles Drawing No. 1.09.101.0670 Sheet 2 | 346488 | Ryden Engineering Limited | No | UK |  |  | NPS/001/005
Overhead | Steelwork | Steelwork Sections | N/A | Ironwork, Crossarm Channel Component For 132kV Single Circuit Poles Drawing No. 1.09.101.0670 Sheet 3 | 346473 | BB Price | Yes | Birmingham, England |  |  | NPS/001/005
Overhead | Steelwork | Steelwork Sections | N/A | Ironwork, Crossarm Channel Component For 132kV Single Circuit Poles Drawing No. 1.09.101.0670 Sheet 3 | 346473 | Had-fab | No | Scotland |  |  | NPS/001/005
Overhead | Steelwork | Steelwork Sections | N/A | Ironwork, Crossarm Channel Component For 132kV Single Circuit Poles Drawing No. 1.09.101.0670 Sheet 3 | 346473 | Ensto UK | No | Estonia |  |  | NPS/001/005
Overhead | Steelwork | Steelwork Sections | N/A | Ironwork, Crossarm Channel Component For 132kV Single Circuit Poles Drawing No. 1.09.101.0670 Sheet 3 | 346473 | Ryden Engineering Limited | No | UK |  |  | NPS/001/005
Overhead | Steelwork | Steelwork Sections | N/A | Ironwork, Crossarm Small Channel Component For 132kV Single Circuit Poles Drawing No. 1.09.101.0670 Sheet 4 | 346505 | BB Price | Yes | Birmingham, England |  |  | NPS/001/005
Overhead | Steelwork | Steelwork Sections | N/A | Ironwork, Crossarm Small Channel Component For 132kV Single Circuit Poles Drawing No. 1.09.101.0670 Sheet 4 | 346505 | Had-fab | No | Scotland |  |  | NPS/001/005
Overhead | Steelwork | Steelwork Sections | N/A | Ironwork, Crossarm Small Channel Component For 132kV Single Circuit Poles Drawing No. 1.09.101.0670 Sheet 4 | 346505 | Ensto UK | No | Estonia |  |  | NPS/001/005
Overhead | Steelwork | Steelwork Sections | N/A | Ironwork, Crossarm Small Channel Component For 132kV Single Circuit Poles Drawing No. 1.09.101.0670 Sheet 4 | 346505 | Ryden Engineering Limited | No | UK |  |  | NPS/001/005
Overhead | Steelwork | Steelwork Sections | N/A | Ironwork, Crossarm Thick Plate For 132kV Single Circuit Poles Drawing No. 1.09.101.0670 Sheet 5 | 346524 | BB Price | Yes | Birmingham, England |  |  | NPS/001/005
Overhead | Steelwork | Steelwork Sections | N/A | Ironwork, Crossarm Thick Plate For 132kV Single Circuit Poles Drawing No. 1.09.101.0670 Sheet 5 | 346524 | Had-fab | No | Scotland |  |  | NPS/001/005
Overhead | Steelwork | Steelwork Sections | N/A | Ironwork, Crossarm Thick Plate For 132kV Single Circuit Poles Drawing No. 1.09.101.0670 Sheet 5 | 346524 | Ensto UK | No | Estonia |  |  | NPS/001/005
Overhead | Steelwork | Steelwork Sections | N/A | Ironwork, Crossarm Thick Plate For 132kV Single Circuit Poles Drawing No. 1.09.101.0670 Sheet 5 | 346524 | Ryden Engineering Limited | No | UK |  |  | NPS/001/005
Overhead | Steelwork | Steelwork Sections | N/A | Ironwork, Crossarm Steel Plate For 132kV Single Circuit Poles Drawing No. 1.09.101.0670 Sheet 6 | 346539 | BB Price | Yes | Birmingham, England |  |  | NPS/001/005
Overhead | Steelwork | Steelwork Sections | N/A | Ironwork, Crossarm Steel Plate For 132kV Single Circuit Poles Drawing No. 1.09.101.0670 Sheet 6 | 346539 | Had-fab | No | Scotland |  |  | NPS/001/005
Overhead | Steelwork | Steelwork Sections | N/A | Ironwork, Crossarm Steel Plate For 132kV Single Circuit Poles Drawing No. 1.09.101.0670 Sheet 6 | 346539 | Ensto UK | No | Estonia |  |  | NPS/001/005
Overhead | Steelwork | Steelwork Sections | N/A | Ironwork, Crossarm Steel Plate For 132kV Single Circuit Poles Drawing No. 1.09.101.0670 Sheet 6 | 346539 | Ryden Engineering Limited | No | UK |  |  | NPS/001/005
Overhead | Steelwork | Steelwork Sections | N/A | Ironwork, Crossarm Insulator Support Strap For 132kV Single Circuit Poles Drawing No. 1.09.101.0670 Sheet 7 | 346543 | BB Price | Yes | Birmingham, England |  |  | NPS/001/005
Overhead | Steelwork | Steelwork Sections | N/A | Ironwork, Crossarm Insulator Support Strap For 132kV Single Circuit Poles Drawing No. 1.09.101.0670 Sheet 7 | 346543 | Had-fab | No | Scotland |  |  | NPS/001/005
Overhead | Steelwork | Steelwork Sections | N/A | Ironwork, Crossarm Insulator Support Strap For 132kV Single Circuit Poles Drawing No. 1.09.101.0670 Sheet 7 | 346543 | Ensto UK | No | Estonia |  |  | NPS/001/005
Overhead | Steelwork | Steelwork Sections | N/A | Ironwork, Crossarm Insulator Support Strap For 132kV Single Circuit Poles Drawing No. 1.09.101.0670 Sheet 7 | 346543 | Ryden Engineering Limited | No | UK |  |  | NPS/001/005
Overhead | Steelwork | Steelwork Sections | N/A | Ironwork, Section Angle Crossarm For 132kV Single Circuit Poles Drawing No. 1.09.101.0670 Sheet 8 | 346558 | BB Price | Yes | Birmingham, England |  |  | NPS/001/005
Overhead | Steelwork | Steelwork Sections | N/A | Ironwork, Section Angle Crossarm For 132kV Single Circuit Poles Drawing No. 1.09.101.0670 Sheet 8 | 346558 | Had-fab | No | Scotland |  |  | NPS/001/005
Overhead | Steelwork | Steelwork Sections | N/A | Ironwork, Section Angle Crossarm For 132kV Single Circuit Poles Drawing No. 1.09.101.0670 Sheet 8 | 346558 | Ensto UK | No | Estonia |  |  | NPS/001/005
Overhead | Steelwork | Steelwork Sections | N/A | Ironwork, Section Angle Crossarm For 132kV Single Circuit Poles Drawing No. 1.09.101.0670 Sheet 8 | 346558 | Ryden Engineering Limited | No | UK |  |  | NPS/001/005
Overhead | Steelwork | Steelwork Sections | N/A | Ironwork, Crossarm Strut For 132kV Single Circuit Pole Drawing No. 1.09.101.0670 Sheet 9 | 346562 | BB Price | Yes | Birmingham, England |  |  | NPS/001/005
Overhead | Steelwork | Steelwork Sections | N/A | Ironwork, Crossarm Strut For 132kV Single Circuit Pole Drawing No. 1.09.101.0670 Sheet 9 | 346562 | Had-fab | No | Scotland |  |  | NPS/001/005
Overhead | Steelwork | Steelwork Sections | N/A | Ironwork, Crossarm Strut For 132kV Single Circuit Pole Drawing No. 1.09.101.0670 Sheet 9 | 346562 | Ensto UK | No | Estonia |  |  | NPS/001/005
Overhead | Steelwork | Steelwork Sections | N/A | Ironwork, Crossarm Strut For 132kV Single Circuit Pole Drawing No. 1.09.101.0670 Sheet 9 | 346562 | Ryden Engineering Limited | No | UK |  |  | NPS/001/005
Overhead | Steelwork | Steelwork Sections | N/A | Steelwork, Support For Ce/C/36 33kV Air Break Switch Dis-Connector Drawing Number Y003x3422 | 228338 | BB Price | Yes | Birmingham, England |  |  | NPS/001/005
Overhead | Steelwork | Steelwork Sections | N/A | Steelwork, Support For Ce/C/36 33kV Air Break Switch Dis-Connector Drawing Number Y003x3422 | 228338 | Had-fab | No | Scotland |  |  | NPS/001/005
Overhead | Steelwork | Steelwork Sections | N/A | Steelwork, Support For Ce/C/36 33kV Air Break Switch Dis-Connector Drawing Number Y003x3422 | 228338 | Ensto UK | No | Estonia |  |  | NPS/001/005
Overhead | Steelwork | Steelwork Sections | N/A | Steelwork, Support For Ce/C/36 33kV Air Break Switch Dis-Connector Drawing Number Y003x3422 | 228338 | Ryden Engineering Limited | No | UK |  |  | NPS/001/005
Overhead | Steelwork | Steelwork Sections | N/A | Steelwork, Mounting Bracket For Triggered Spark Gap Drawing Number Y203l0913 | 220459 | BB Price | Yes | Birmingham, England |  |  | NPS/001/005
Overhead | Steelwork | Steelwork Sections | N/A | Steelwork, Mounting Bracket For Triggered Spark Gap Drawing Number Y203l0913 | 220459 | Had-fab | No | Scotland |  |  | NPS/001/005
Overhead | Steelwork | Steelwork Sections | N/A | Steelwork, Mounting Bracket For Triggered Spark Gap Drawing Number Y203l0913 | 220459 | Ensto UK | No | Estonia |  |  | NPS/001/005
Overhead | Steelwork | Steelwork Sections | N/A | Steelwork, Mounting Bracket For Triggered Spark Gap Drawing Number Y203l0913 | 220459 | Ryden Engineering Limited | No | UK |  |  | NPS/001/005
Overhead | Steelwork | Steelwork Sections | N/A | Steelwork, Support For 33kV Surge Diverters Drawing Number Y203l0915 | 226969 | BB Price | Yes | Birmingham, England |  |  | NPS/001/005
Overhead | Steelwork | Steelwork Sections | N/A | Steelwork, Support For 33kV Surge Diverters Drawing Number Y203l0915 | 226969 | Had-fab | No | Scotland |  |  | NPS/001/005
Overhead | Steelwork | Steelwork Sections | N/A | Steelwork, Support For 33kV Surge Diverters Drawing Number Y203l0915 | 226969 | Ensto UK | No | Estonia |  |  | NPS/001/005
Overhead | Steelwork | Steelwork Sections | N/A | Steelwork, Support For 33kV Surge Diverters Drawing Number Y203l0915 | 226969 | Ryden Engineering Limited | No | UK |  |  | NPS/001/005
Overhead | Steelwork | Steelwork Sections | N/A | Steelwork, Air Break Switch Dis-Connector Platform (2 Each Of Items 1 & 2) Drawing Number Y203l0916 | 228585 | BB Price | Yes | Birmingham, England |  |  | NPS/001/005
Overhead | Steelwork | Steelwork Sections | N/A | Steelwork, Air Break Switch Dis-Connector Platform (2 Each Of Items 1 & 2) Drawing Number Y203l0916 | 228585 | Had-fab | No | Scotland |  |  | NPS/001/005
Overhead | Steelwork | Steelwork Sections | N/A | Steelwork, Air Break Switch Dis-Connector Platform (2 Each Of Items 1 & 2) Drawing Number Y203l0916 | 228585 | Ensto UK | No | Estonia |  |  | NPS/001/005
Overhead | Steelwork | Steelwork Sections | N/A | Steelwork, Air Break Switch Dis-Connector Platform (2 Each Of Items 1 & 2) Drawing Number Y203l0916 | 228585 | Ryden Engineering Limited | No | UK |  |  | NPS/001/005
Overhead | Steelwork | Steelwork Sections | N/A | Steelwork, Crossarm Intermediate For Ce/C/37 Construction Drawing Number Y204l0901 | 222844 | BB Price | Yes | Birmingham, England |  |  | NPS/001/005
Overhead | Steelwork | Steelwork Sections | N/A | Steelwork, Crossarm Intermediate For Ce/C/37 Construction Drawing Number Y204l0901 | 222844 | Had-fab | No | Scotland |  |  | NPS/001/005
Overhead | Steelwork | Steelwork Sections | N/A | Steelwork, Crossarm Intermediate For Ce/C/37 Construction Drawing Number Y204l0901 | 222844 | Ensto UK | No | Estonia |  |  | NPS/001/005
Overhead | Steelwork | Steelwork Sections | N/A | Steelwork, Crossarm Intermediate For Ce/C/37 Construction Drawing Number Y204l0901 | 222844 | Ryden Engineering Limited | No | UK |  |  | NPS/001/005
Overhead | Steelwork | Steelwork Sections | N/A | Steelwork, Crossarm Angle 0 To 10 Degrees For Ce/C/37 Construction With Gusset Plates Drawing Number Y204l0902 | 222455 | BB Price | Yes | Birmingham, England |  |  | NPS/001/005
Overhead | Steelwork | Steelwork Sections | N/A | Steelwork, Crossarm Angle 0 To 10 Degrees For Ce/C/37 Construction With Gusset Plates Drawing Number Y204l0902 | 222455 | Had-fab | No | Scotland |  |  | NPS/001/005
Overhead | Steelwork | Steelwork Sections | N/A | Steelwork, Crossarm Angle 0 To 10 Degrees For Ce/C/37 Construction With Gusset Plates Drawing Number Y204l0902 | 222455 | Ensto UK | No | Estonia |  |  | NPS/001/005
Overhead | Steelwork | Steelwork Sections | N/A | Steelwork, Crossarm Angle 0 To 10 Degrees For Ce/C/37 Construction With Gusset Plates Drawing Number Y204l0902 | 222455 | Ryden Engineering Limited | No | UK |  |  | NPS/001/005
Overhead | Steelwork | Steelwork Sections | N/A | Steelwork, Crossarm Angle 10 To 60 Degrees For Ce/C/37 Construction With Gusset Plates Drawing Number Y204l0903 | 222463 | BB Price | Yes | Birmingham, England |  |  | NPS/001/005
Overhead | Steelwork | Steelwork Sections | N/A | Steelwork, Crossarm Angle 10 To 60 Degrees For Ce/C/37 Construction With Gusset Plates Drawing Number Y204l0903 | 222463 | Had-fab | No | Scotland |  |  | NPS/001/005
Overhead | Steelwork | Steelwork Sections | N/A | Steelwork, Crossarm Angle 10 To 60 Degrees For Ce/C/37 Construction With Gusset Plates Drawing Number Y204l0903 | 222463 | Ensto UK | No | Estonia |  |  | NPS/001/005
Overhead | Steelwork | Steelwork Sections | N/A | Steelwork, Crossarm Angle 10 To 60 Degrees For Ce/C/37 Construction With Gusset Plates Drawing Number Y204l0903 | 222463 | Ryden Engineering Limited | No | UK |  |  | NPS/001/005
Overhead | Steelwork | Steelwork Sections | N/A | Steelwork, Crossarm Terminal For Ce/C/37 Construction With Gusset Plates Drawing Number Y204l0904 | 223669 | BB Price | Yes | Birmingham, England |  |  | NPS/001/005
Overhead | Steelwork | Steelwork Sections | N/A | Steelwork, Crossarm Terminal For Ce/C/37 Construction With Gusset Plates Drawing Number Y204l0904 | 223669 | Had-fab | No | Scotland |  |  | NPS/001/005
Overhead | Steelwork | Steelwork Sections | N/A | Steelwork, Crossarm Terminal For Ce/C/37 Construction With Gusset Plates Drawing Number Y204l0904 | 223669 | Ensto UK | No | Estonia |  |  | NPS/001/005
Overhead | Steelwork | Steelwork Sections | N/A | Steelwork, Crossarm Terminal For Ce/C/37 Construction With Gusset Plates Drawing Number Y204l0904 | 223669 | Ryden Engineering Limited | No | UK |  |  | NPS/001/005
Overhead | Steelwork | Steelwork Sections | N/A | Steelwork, Double Bracing For Ce/C/37 Portal Poles Drawing Number Y204l0905 | 219501 | BB Price | Yes | Birmingham, England |  |  | NPS/001/005
Overhead | Steelwork | Steelwork Sections | N/A | Steelwork, Double Bracing For Ce/C/37 Portal Poles Drawing Number Y204l0905 | 219501 | Had-fab | No | Scotland |  |  | NPS/001/005
Overhead | Steelwork | Steelwork Sections | N/A | Steelwork, Double Bracing For Ce/C/37 Portal Poles Drawing Number Y204l0905 | 219501 | Ensto UK | No | Estonia |  |  | NPS/001/005
Overhead | Steelwork | Steelwork Sections | N/A | Steelwork, Double Bracing For Ce/C/37 Portal Poles Drawing Number Y204l0905 | 219501 | Ryden Engineering Limited | No | UK |  |  | NPS/001/005
Overhead | Steelwork | Steelwork Sections | N/A | Steelwork, Single Bracing For Ce/C/37 Portal Poles Drawing Number Y204l0905 | 219519 | BB Price | Yes | Birmingham, England |  |  | NPS/001/005
Overhead | Steelwork | Steelwork Sections | N/A | Steelwork, Single Bracing For Ce/C/37 Portal Poles Drawing Number Y204l0905 | 219519 | Had-fab | No | Scotland |  |  | NPS/001/005
Overhead | Steelwork | Steelwork Sections | N/A | Steelwork, Single Bracing For Ce/C/37 Portal Poles Drawing Number Y204l0905 | 219519 | Ensto UK | No | Estonia |  |  | NPS/001/005
Overhead | Steelwork | Steelwork Sections | N/A | Steelwork, Single Bracing For Ce/C/37 Portal Poles Drawing Number Y204l0905 | 219519 | Ryden Engineering Limited | No | UK |  |  | NPS/001/005
Overhead | Steelwork | Steelwork Sections | N/A | Steelwork, Galvanised 33/66kV Cable Guard Drawing Number 1.09.101.0753 Sheet 1 | 224535 | BB Price | Yes | Birmingham, England |  |  | NPS/001/005
Overhead | Steelwork | Steelwork Sections | N/A | Steelwork, Galvanised 33/66kV Cable Guard Drawing Number 1.09.101.0753 Sheet 1 | 224535 | Had-fab | No | Scotland |  |  | NPS/001/005
Overhead | Steelwork | Steelwork Sections | N/A | Steelwork, Galvanised 33/66kV Cable Guard Drawing Number 1.09.101.0753 Sheet 1 | 224535 | Ensto UK | No | Estonia |  |  | NPS/001/005
Overhead | Steelwork | Steelwork Sections | N/A | Steelwork, Galvanised 33/66kV Cable Guard Drawing Number 1.09.101.0753 Sheet 1 | 224535 | Ryden Engineering Limited | No | UK |  |  | NPS/001/005
Overhead | Steelwork | Steelwork Sections | N/A | Steelwork, Support Steelwork For 33kV Rocking Type Absd For Ce/C/37 Construction Drawing Number Y204l0912 | 228296 | BB Price | Yes | Birmingham, England |  |  | NPS/001/005
Overhead | Steelwork | Steelwork Sections | N/A | Steelwork, Support Steelwork For 33kV Rocking Type Absd For Ce/C/37 Construction Drawing Number Y204l0912 | 228296 | Had-fab | No | Scotland |  |  | NPS/001/005
Overhead | Steelwork | Steelwork Sections | N/A | Steelwork, Support Steelwork For 33kV Rocking Type Absd For Ce/C/37 Construction Drawing Number Y204l0912 | 228296 | Ensto UK | No | Estonia |  |  | NPS/001/005
Overhead | Steelwork | Steelwork Sections | N/A | Steelwork, Support Steelwork For 33kV Rocking Type Absd For Ce/C/37 Construction Drawing Number Y204l0912 | 228296 | Ryden Engineering Limited | No | UK |  |  | NPS/001/005
Overhead | Steelwork | Steelwork Sections | N/A | Steelwork, Cable Support For 33kV And 66kV Termination For Ce/C/37-Ce/Om/Dc1 Construction Drawing Number Y204l0917 | 228437 | BB Price | Yes | Birmingham, England |  |  | NPS/001/005
Overhead | Steelwork | Steelwork Sections | N/A | Steelwork, Cable Support For 33kV And 66kV Termination For Ce/C/37-Ce/Om/Dc1 Construction Drawing Number Y204l0917 | 228437 | Had-fab | No | Scotland |  |  | NPS/001/005
Overhead | Steelwork | Steelwork Sections | N/A | Steelwork, Cable Support For 33kV And 66kV Termination For Ce/C/37-Ce/Om/Dc1 Construction Drawing Number Y204l0917 | 228437 | Ensto UK | No | Estonia |  |  | NPS/001/005
Overhead | Steelwork | Steelwork Sections | N/A | Steelwork, Cable Support For 33kV And 66kV Termination For Ce/C/37-Ce/Om/Dc1 Construction Drawing Number Y204l0917 | 228437 | Ryden Engineering Limited | No | UK |  |  | NPS/001/005
Overhead | Steelwork | Steelwork Sections | N/A | Steelwork, Cable Support For 33kV And 66kV Cable Termination For Ce/C/37-Ce/Om/Dc1 Construction Drawing Number Y204l0917 | 220608 | BB Price | Yes | Birmingham, England |  |  | NPS/001/005
Overhead | Steelwork | Steelwork Sections | N/A | Steelwork, Cable Support For 33kV And 66kV Cable Termination For Ce/C/37-Ce/Om/Dc1 Construction Drawing Number Y204l0917 | 220608 | Had-fab | No | Scotland |  |  | NPS/001/005
Overhead | Steelwork | Steelwork Sections | N/A | Steelwork, Cable Support For 33kV And 66kV Cable Termination For Ce/C/37-Ce/Om/Dc1 Construction Drawing Number Y204l0917 | 220608 | Ensto UK | No | Estonia |  |  | NPS/001/005
Overhead | Steelwork | Steelwork Sections | N/A | Steelwork, Cable Support For 33kV And 66kV Cable Termination For Ce/C/37-Ce/Om/Dc1 Construction Drawing Number Y204l0917 | 220608 | Ryden Engineering Limited | No | UK |  |  | NPS/001/005
Overhead | Steelwork | Steelwork Sections | N/A | Steelwork, Platform For 66kV Polymeric Cable Termination & Surge Diverter For Ce/C/37(M) Construction Drawing Number Y204l0918 | 228395 | BB Price | Yes | Birmingham, England |  |  | NPS/001/005
Overhead | Steelwork | Steelwork Sections | N/A | Steelwork, Platform For 66kV Polymeric Cable Termination & Surge Diverter For Ce/C/37(M) Construction Drawing Number Y204l0918 | 228395 | Had-fab | No | Scotland |  |  | NPS/001/005
Overhead | Steelwork | Steelwork Sections | N/A | Steelwork, Platform For 66kV Polymeric Cable Termination & Surge Diverter For Ce/C/37(M) Construction Drawing Number Y204l0918 | 228395 | Ensto UK | No | Estonia |  |  | NPS/001/005
Overhead | Steelwork | Steelwork Sections | N/A | Steelwork, Platform For 66kV Polymeric Cable Termination & Surge Diverter For Ce/C/37(M) Construction Drawing Number Y204l0918 | 228395 | Ryden Engineering Limited | No | UK |  |  | NPS/001/005
Overhead | Steelwork | Steelwork Sections | N/A | Steelwork, Crossarm 33kV Cable Termination With Surge Diverters For Ce/C/36(M) Construction Drawing Number Y208l0901 | 227041 | BB Price | Yes | Birmingham, England |  |  | NPS/001/005
Overhead | Steelwork | Steelwork Sections | N/A | Steelwork, Crossarm 33kV Cable Termination With Surge Diverters For Ce/C/36(M) Construction Drawing Number Y208l0901 | 227041 | Had-fab | No | Scotland |  |  | NPS/001/005
Overhead | Steelwork | Steelwork Sections | N/A | Steelwork, Crossarm 33kV Cable Termination With Surge Diverters For Ce/C/36(M) Construction Drawing Number Y208l0901 | 227041 | Ensto UK | No | Estonia |  |  | NPS/001/005
Overhead | Steelwork | Steelwork Sections | N/A | Steelwork, Crossarm 33kV Cable Termination With Surge Diverters For Ce/C/36(M) Construction Drawing Number Y208l0901 | 227041 | Ryden Engineering Limited | No | UK |  |  | NPS/001/005
Overhead | Steelwork | Steelwork Sections | N/A | Steelwork, Cable Support 33kV Polymeric Cable Termination For Ce/C/36 Construction Drawing Number Y208l0902 | 228502 | BB Price | Yes | Birmingham, England |  |  | NPS/001/005
Overhead | Steelwork | Steelwork Sections | N/A | Steelwork, Cable Support 33kV Polymeric Cable Termination For Ce/C/36 Construction Drawing Number Y208l0902 | 228502 | Had-fab | No | Scotland |  |  | NPS/001/005
Overhead | Steelwork | Steelwork Sections | N/A | Steelwork, Cable Support 33kV Polymeric Cable Termination For Ce/C/36 Construction Drawing Number Y208l0902 | 228502 | Ensto UK | No | Estonia |  |  | NPS/001/005
Overhead | Steelwork | Steelwork Sections | N/A | Steelwork, Cable Support 33kV Polymeric Cable Termination For Ce/C/36 Construction Drawing Number Y208l0902 | 228502 | Ryden Engineering Limited | No | UK |  |  | NPS/001/005
Overhead | Steelwork | Steelwork Sections | N/A | Steelwork, Support For 33/66kV Rotating Type ABSD For CE/C/37 Construction Drawing Number Y204l0913 | 228270 | BB Price | Yes | Birmingham, England |  |  | NPS/001/005
Overhead | Steelwork | Steelwork Sections | N/A | Steelwork, Support For 33/66kV Rotating Type ABSD For CE/C/37 Construction Drawing Number Y204l0913 | 228270 | Had-fab | No | Scotland |  |  | NPS/001/005
Overhead | Steelwork | Steelwork Sections | N/A | Steelwork, Support For 33/66kV Rotating Type ABSD For CE/C/37 Construction Drawing Number Y204l0913 | 228270 | Ensto UK | No | Estonia |  |  | NPS/001/005
Overhead | Steelwork | Steelwork Sections | N/A | Steelwork, Support For 33/66kV Rotating Type ABSD For CE/C/37 Construction Drawing Number Y204l0913 | 228270 | Ryden Engineering Limited | No | UK |  |  | NPS/001/005
Overhead | Insulators | LV Insulators | LV | Insulator, LV Reel, Brown Porcelain Drawing Number 1. 00. 043.9304 | 253917 | Allied Insulators | Yes | China | Y16382 |  | NPS/001/006
Overhead | Insulators | LV Insulators | LV | Insulator, LV Reel, Brown Porcelain Drawing Number 1. 00. 043.9304 | 253917 | Henley | No | China | 56143-07 |  | NPS/001/006
Overhead | Insulators | LV Insulators | LV | Insulator, LV Reel, Brown Porcelain Drawing Number 1. 00. 043.9304 | 253917 | Mosdorfer | No | China | 269040 |  | NPS/001/006
Overhead | Insulators | LV Insulators | LV | Insulator, Coach-screw Service Brown Porcelain Drawing Number 1.00.043.9305 | 253866 | Allied Insulators | Yes | China | TT15563 |  | NPS/001/006
Overhead | Insulators | LV Insulators | LV | Insulator, Coach-screw Service, Composite Material Drawing Number 1.00.043.9305 | 253866 | Allied Insulators | Yes | China | FAS4404 | Polymer Coachscrew insulator replaces product ref TT15563 when supplies exhausted | NPS/001/006
Overhead | Insulators | LV Insulators | LV | Insulator, Coach-screw Service Brown Porcelain Drawing Number 1.00.043.9305 | 253866 | Henley | No | China | 56143-08 |  | NPS/001/006
Overhead | Insulators | LV Insulators | LV | Insulator, Coach-screw Service Brown Porcelain Drawing Number 1.00.043.9305 | 253866 | Mosdorfer | No | China | 269046 |  | NPS/001/006
Overhead | Insulators | Stay Insulators | N/A | Insulator, Stay Porcelain Type 1, ESI 43-91 Drawing Number: 1.00.043.9107 Sheet 1, Item 1. | 248232 | Allied Insulators | Yes | China | I18913 |  | NPS/001/006
Overhead | Insulators | Stay Insulators | N/A | Insulator, Stay Porcelain Type 1, ESI 43-91 Drawing Number: 1.00.043.9107 Sheet 1, Item 1. | 248232 | Henley | No | China | 56143-09 |  | NPS/001/006
Overhead | Insulators | Stay Insulators | N/A | Insulator, Stay Porcelain Type 1, ESI 43-91 Drawing Number: 1.00.043.9107 Sheet 1, Item 1. | 248232 | Mosdorfer | No | China | 26041 |  | NPS/001/006
Overhead | Insulators | Stay Insulators | N/A | Insulator, Stay Porcelain Type 2, ESI 43-91 Drawing Number: 1.00.043.9107 Sheet 1, Item 2 | 253743 | Allied Insulators | Yes | China | I12815 |  | NPS/001/006
Overhead | Insulators | Stay Insulators | N/A | Insulator, Stay Porcelain Type 2, ESI 43-91 Drawing Number: 1.00.043.9107 Sheet 1, Item 2 | 253743 | Henley | No | China | 56143-10 |  | NPS/001/006
Overhead | Insulators | Stay Insulators | N/A | Insulator, Stay Porcelain Type 2, ESI 43-91 Drawing Number: 1.00.043.9107 Sheet 1, Item 2 | 253743 | Mosdorfer | No | China | 269052 |  | NPS/001/006
Overhead | Insulators | Stay Insulators | 66/132kV | Insulator, Stay 66kV and 132kV Composite Drawing Number 109.101.0372 Sheet 2 (Supplied as a complete assembly with appropriate BS3288 fittings to provide 120kN MFL.) | 251547 | Allied Insulators | Yes | China | FA/S4154 | Equivalent to 9 x 178mm insulators Designed for unearthed locations, complete with arcing horns | NPS/001/006
Overhead | Insulators | Stay Insulators | 66/132kV | Insulator, Stay 66kV and 132kV Composite Drawing Number 109.101.0372 Sheet 2 (Supplied as a complete assembly with appropriate BS3288 fittings to provide 120kN MFL.) | 251547 | Pfisterer | No | Switzerland / South Africa | 281-134-004 | Equivalent to 9 x 178mm insulators Designed for unearthed locations, complete with arcing horns | NPS/001/006
Overhead | Insulators | Stay Insulators | 66/132kV | Insulator, Stay 66kV and 132kV Composite Drawing Number 109.101.0372 Sheet 2 (Supplied as a complete assembly with appropriate BS3288 fittings to provide 120kN MFL.) | 251547 | Mosdorfer | No | China | MTA5050 | Equivalent to 9 x 178mm insulators Designed for unearthed locations, complete with arcing horns | NPS/001/006
Overhead | Insulators | Stay Insulators | 66/132kV | Insulator, Stay 66kV and 132kV Composite Drawing Number 109.101.0372 Sheet 2 (Supplied as a complete assembly with appropriate BS3288 fittings to provide 120kN MFL.) | 251547 | EB Rebosio | No | Italy | G00296Q-107 | Equivalent to 9 x 178mm insulators Designed for unearthed locations, complete with arcing horns | NPS/001/006
Overhead | Insulators | Stay Insulators | 66kV | Insulator, Stay 66kV Composite Drawing Number 109.101.0372 Sheet 2 (Supplied as a complete assembly with appropriate BS3288 fittings to provide 120kN MFL.) | 346596 | EB Rebosio | Yes | Italy | G00296G201 | Designed for unearthed locations, complete with arcing horns | NPS/001/006
Overhead | Insulators | Stay Insulators | 66kV | Insulator, Stay 66kV Composite Drawing Number 109.101.0372 Sheet 2 (Supplied as a complete assembly with appropriate BS3288 fittings to provide 120kN MFL.) | 346596 | Allied Insulators | No | China | FAS 4226 | Designed for unearthed locations, complete with arcing horns | NPS/001/006
Overhead | Insulators | Pin Insulators | 11/20kV | Insulator, 11/20kV Brown Porcelain Pin, 50kV Wet Withstand 78mm neck & 25mm Groove. Drawing Number 1.09.101.0486 Sheet 11 | 253777 | Allied Insulators | Yes | China | P11226 | Suitable for 11 kV Earthed and Unearthed poles or 20kV Unearthed poles Obsolete once stocks exuasted, standardised on composite insulator Replaced by 253710 | NPS/001/006
Overhead | Insulators | Pin Insulators | 11/20kV | Insulator, 11/20kV Brown Porcelain Pin, 50kV Wet Withstand 78mm neck & 25mm Groove. Drawing Number 1.09.101.0486 Sheet 11 | 253777 | Henley | No | China | 56143-11 \ (77008) | Suitable for 11 kV Earthed and Unearthed poles or 20kV Unearthed poles Obsolete once stocks exuasted, standardised on composite insulator Replaced by 253710 | NPS/001/006
Overhead | Insulators | Pin Insulators | 11/20kV | Insulator, 11/20kV Brown Porcelain Pin, 50kV Wet Withstand 78mm neck & 25mm Groove. Drawing Number 1.09.101.0486 Sheet 11 | 253777 | Mosdorfer | No | China | 269053 | Suitable for 11 kV Earthed and Unearthed poles or 20kV Unearthed poles Obsolete once stocks exuasted, standardised on composite insulator Replaced by 253710 | NPS/001/006
Overhead | Insulators | Pin Insulators | 11/20kV | Insulator, 11/20kV Brown Porcelain Pin, 50kV Wet Withstand 78mm neck & 25mm Groove. Drawing Number 1.09.101.0486 Sheet 11 | 253777 | OHL Fittings | No | China | 38EY13 | Suitable for 11 kV Earthed and Unearthed poles or 20kV Unearthed poles Obsolete once stocks exuasted, standardised on composite insulator Replaced by 253710 | NPS/001/006
Overhead | Insulators | Pin Insulators | 11kV | Insulator, 11kV Grey Composite Anti-Vandal Pin, 55kV Wet Withstand, 78mm Neck & 25mm Groove | 253710 | Allied Insulators | Yes | Canada | FAS 4102 | Suitable for 11 kV Earthed and Unearthed poles or 20kV Unearthed poles | NPS/001/006
Overhead | Insulators | Pin Insulators | 11kV | Insulator, 11kV Grey Composite Anti-Vandal Pin, 55kV Wet Withstand, 78mm Neck & 25mm Groove | 253710 | WT Henley | No | USA | 56431-07 | Suitable for 11 kV Earthed and Unearthed poles or 20kV Unearthed poles | NPS/001/006
Overhead | Insulators | Pin Insulators | 11kV | Insulator, 11kV Grey Composite Anti-Vandal Pin, 50kV Wet Withstand, 73mm Neck & 25mm Groove Drawing Number 1.09.101.0486 Sheet 12 | 253701 | WT Henley | Obsolete | USA | 56431-10 | Obsolete Replaced by 253710 | NPS/001/006
Overhead | Insulators | Pin Insulators | 11kV | Insulator, 11kV Grey Composite Anti-Vandal Pin, 50kV Wet Withstand, 73mm Neck & 25mm Groove Drawing Number 1.09.101.0486 Sheet 12 | 253701 | Allied Insulators | Obsolete | Canada | FA/S4250 |  | NPS/001/006
Overhead | Insulators | Pin Insulators | 20kV | Insulator, 20kV Grey Composite Pin Suitable for 20kV earthed applications including Anti-Vandal. 55/70kV Wet Withstand 73mm Neck & 25mm Groove. Drawing Number 1.09.101.0486 Sheet.13 | 253833 | Allied Insulators | Yes | Canada | FA/S4251 |  | NPS/001/006
Overhead | Insulators | Pin Insulators | 20kV | Insulator, 20kV Grey Composite Pin Suitable for 20kV earthed applications including Anti-Vandal. 55/70kV Wet Withstand 73mm Neck & 25mm Groove. Drawing Number 1.09.101.0486 Sheet.13 | 253833 | WT Henley | No | USA | 56431-07 |  | NPS/001/006
Overhead | Insulators | Pin Insulators | 33kV | Insulator, 33kV Brown Porcelain Pin, 90kV Wet Withstand 120mm neck & 25mm Groove. Drawing Number 1.09.10100486 Sheet 4 | 253423 | WT Henley | Yes | China | 56143-04 (77011) |  | NPS/001/006
Overhead | Insulators | Pin Insulators | 33kV | Insulator, 33kV Brown Porcelain Pin, 90kV Wet Withstand 120mm neck & 25mm Groove. Drawing Number 1.09.10100486 Sheet 4 | 253423 | Allied Insulators | No | China | P11225 |  | NPS/001/006
Overhead | Insulators | Pin Insulators | 33kV | Insulator, 33kV Brown Porcelain Pin, 90kV Wet Withstand 120mm neck & 25mm Groove. Drawing Number 1.09.10100486 Sheet 4 | 253423 | Mosdorfer | No | China | 269059 |  | NPS/001/006
Overhead | Insulators | Pin Insulators | 33kV | Insulator, 33kV Brown Porcelain Pin, 90kV Wet Withstand 120mm neck & 25mm Groove. Drawing Number 1.09.10100486 Sheet 4 | 253423 | OHL Fittings | No | China | 38EY14 |  | NPS/001/006
Overhead | Insulators | Composite Tension or Suspension Insulators | 11kV | 11kV Wood Pole Line 70kN Composite Tension Insulator. Suitable for 43-40 construction Suitable for use on both earthed and unearthed structures at 11Kv and unearthed structures at 20kV 50kV Wet Flashover, 95kV Bil 2 X 140mm Porcelain Disk Equivalent complete with 16mm Ball/Socket end Fittings. Drawing Number 1.09.101.0487 Sheet 22 | 253695 | Pfisterer | Yes | South Africa | 144-030-029 | 70kV Wet flashover allows this item to also be used at 20KV in place of cat no. 253706 | NPS/001/006
Overhead | Insulators | Composite Tension or Suspension Insulators | 11kV | 11kV Wood Pole Line 70kN Composite Tension Insulator. Suitable for 43-40 construction Suitable for use on both earthed and unearthed structures at 11Kv and unearthed structures at 20kV 50kV Wet Flashover, 95kV Bil 2 X 140mm Porcelain Disk Equivalent complete with 16mm Ball/Socket end Fittings. Drawing Number 1.09.101.0487 Sheet 22 | 253695 | Allied Insulators | No | China | FA/S 4008 A | 70kV Wet flashover allows this item to also be used at 20KV in place of cat no. 253706 | NPS/001/006
Overhead | Insulators | Composite Tension or Suspension Insulators | 11kV | 11kV Wood Pole Line 70kN Composite Tension Insulator. Suitable for 43-40 construction Suitable for use on both earthed and unearthed structures at 11Kv and unearthed structures at 20kV 50kV Wet Flashover, 95kV Bil 2 X 140mm Porcelain Disk Equivalent complete with 16mm Ball/Socket end Fittings. Drawing Number 1.09.101.0487 Sheet 22 | 253695 | WT Henley | No | Gravesend | 56146-36 |  | NPS/001/006
Overhead | Insulators | Composite Tension or Suspension Insulators | 11kV | 11kV Wood Pole Line 70kN Composite Tension Insulator. Suitable for 43-40 construction Suitable for use on both earthed and unearthed structures at 11Kv and unearthed structures at 20kV 50kV Wet Flashover, 95kV Bil 2 X 140mm Porcelain Disk Equivalent complete with 16mm Ball/Socket end Fittings. Drawing Number 1.09.101.0487 Sheet 22 | 253695 | Mosdorfer | No | China | 269101 |  | NPS/001/006
Overhead | Insulators | Composite Tension or Suspension Insulators | 11kV | 11kV Wood Pole Line 70kN Composite Flying Section Insulator Suitable for 43-40 construction 2 x 140mm Porcelain Disc Equivalent complete with 16mm Ball/Ball End Fittings Drawing Number 1.09.101.0485 Sheet 10 | 216135 | Pfisterer | Yes | South Africa | 144-030-007 |  | NPS/001/006
Overhead | Insulators | Composite Tension or Suspension Insulators | 11kV | 11kV Wood Pole Line 70kN Composite Flying Section Insulator Suitable for 43-40 construction 2 x 140mm Porcelain Disc Equivalent complete with 16mm Ball/Ball End Fittings Drawing Number 1.09.101.0485 Sheet 10 | 216135 | Allied Insulators | No | Gravesend | FAS4009A |  | NPS/001/006
Overhead | Insulators | Composite Tension or Suspension Insulators | 11kV | 11kV Wood Pole Line 70kN Composite Flying Section Insulator Suitable for 43-40 construction 2 x 140mm Porcelain Disc Equivalent complete with 16mm Ball/Ball End Fittings Drawing Number 1.09.101.0485 Sheet 10 | 216135 | WT Henley | No | China | FA/S 4009 A |  | NPS/001/006
Overhead | Insulators | Composite Tension or Suspension Insulators | 11kV | 11kV Wood Pole Line 70kN Composite Flying Section Insulator Suitable for 43-40 construction 2 x 140mm Porcelain Disc Equivalent complete with 16mm Ball/Ball End Fittings Drawing Number 1.09.101.0485 Sheet 10 | 216135 | Mosdorfer | No | China | 269102 |  | NPS/001/006
Overhead | Insulators | Composite Tension or Suspension Insulators | 20kV | 20kV Wood Pole Line 70kN Composite Tension Insulator. Suitable for 43-40 construction 70kV Wet Flashover and 125mm BIL 2 X 140mm Porcelain Disk Equivalent complete with 16mm Ball/Socket end Fittings. Drawing Number 1.09.101.0487 Sheet 22 | 253706 | Allied Insulators | Yes | Stone | FA/S 4008 A | Must be used at earthed 20kV poles but may also be used in 20 KV unearthed or 11kV earthed or unearthed | NPS/001/006
Overhead | Insulators | Composite Tension or Suspension Insulators | 20kV | 20kV Wood Pole Line 70kN Composite Tension Insulator. Suitable for 43-40 construction 70kV Wet Flashover and 125mm BIL 2 X 140mm Porcelain Disk Equivalent complete with 16mm Ball/Socket end Fittings. Drawing Number 1.09.101.0487 Sheet 22 | 253706 | Pfisterer | No | South Africa | 144-030-029 |  | NPS/001/006
Overhead | Insulators | Composite Tension or Suspension Insulators | 20kV | 20kV Wood Pole Line 70kN Composite Tension Insulator. Suitable for 43-40 construction 70kV Wet Flashover and 125mm BIL 2 X 140mm Porcelain Disk Equivalent complete with 16mm Ball/Socket end Fittings. Drawing Number 1.09.101.0487 Sheet 22 | 253706 | Henley | No | China | 56146-36 |  | NPS/001/006
Overhead | Insulators | Composite Tension or Suspension Insulators | 20kV | 20kV Wood Pole Line 70kN Composite Tension Insulator. Suitable for 43-40 construction 70kV Wet Flashover and 125mm BIL 2 X 140mm Porcelain Disk Equivalent complete with 16mm Ball/Socket end Fittings. Drawing Number 1.09.101.0487 Sheet 22 | 253706 | Mosdorfer | No | China | fxbw-20/70-280(sb) |  | NPS/001/006
Overhead | Insulators | Composite Tension or Suspension Insulators | 20kV | 20kV Wood Pole Line 70kN Composite Flying Section Insulator Suitable for 43-40 construction 3 Porcelain Disc Equivalent complete with 16mm Ball/Ball End Fittings. Drawing Number 1.09.101.0485 Sheet 11 | 247412 | Pfisterer | Yes | South Africa | 144-045-007 |  | NPS/001/006
Overhead | Insulators | Composite Tension or Suspension Insulators | 20kV | 20kV Wood Pole Line 70kN Composite Flying Section Insulator Suitable for 43-40 construction 3 Porcelain Disc Equivalent complete with 16mm Ball/Ball End Fittings. Drawing Number 1.09.101.0485 Sheet 11 | 247412 | WT Henley | No | Gravesend | 56146-41 |  | NPS/001/006
Overhead | Insulators | Composite Tension or Suspension Insulators | 20kV | 20kV Wood Pole Line 70kN Composite Flying Section Insulator Suitable for 43-40 construction 3 Porcelain Disc Equivalent complete with 16mm Ball/Ball End Fittings. Drawing Number 1.09.101.0485 Sheet 11 | 247412 | Allied Insulators | No | China | FA/S 4012A |  | NPS/001/006
Overhead | Insulators | Composite Tension or Suspension Insulators | 20kV | 20kV Wood Pole Line 70kN Composite Flying Section Insulator Suitable for 43-40 construction 3 Porcelain Disc Equivalent complete with 16mm Ball/Ball End Fittings. Drawing Number 1.09.101.0485 Sheet 11 | 247412 | Mosdorfer | No | China | 269106 |  | NPS/001/006
Overhead | Insulators | Composite Tension or Suspension Insulators | 33kV | 33kV Wood Pole Line 70kN Composite Tension/Suspension Insulator. Suitable for 43-40 construction tension structures or CE/C/37 Portal Suspension structures 3 X 140mm Porcelain Disk Equivalent complete with 16mm Ball/Socket end Fittings. Drawing Number 1.09.101.0487 Sheet 27 (No arcing Horns Required) | 216150 | Pfisterer | Yes | South Africa | 144-070-029 |  | NPS/001/006
Overhead | Insulators | Composite Tension or Suspension Insulators | 33kV | 33kV Wood Pole Line 70kN Composite Tension/Suspension Insulator. Suitable for 43-40 construction tension structures or CE/C/37 Portal Suspension structures 3 X 140mm Porcelain Disk Equivalent complete with 16mm Ball/Socket end Fittings. Drawing Number 1.09.101.0487 Sheet 27 (No arcing Horns Required) | 216150 | Pfisterer | No | South Africa | 281-134-009 |  | NPS/001/006
Overhead | Insulators | Composite Tension or Suspension Insulators | 33kV | 33kV Wood Pole Line 70kN Composite Tension/Suspension Insulator. Suitable for 43-40 construction tension structures or CE/C/37 Portal Suspension structures 3 X 140mm Porcelain Disk Equivalent complete with 16mm Ball/Socket end Fittings. Drawing Number 1.09.101.0487 Sheet 27 (No arcing Horns Required) | 216150 | Allied Insulators | No | China | FA/S4010A |  | NPS/001/006
Overhead | Insulators | Composite Tension or Suspension Insulators | 33kV | 33kV Wood Pole Line 70kN Composite Tension/Suspension Insulator. Suitable for 43-40 construction tension structures or CE/C/37 Portal Suspension structures 3 X 140mm Porcelain Disk Equivalent complete with 16mm Ball/Socket end Fittings. Drawing Number 1.09.101.0487 Sheet 27 (No arcing Horns Required) | 216150 | WT Henley | No | Gravesend | 56146-38 |  | NPS/001/006
Overhead | Insulators | Composite Tension or Suspension Insulators | 33kV | 33kV Wood Pole Line 70kN Composite Tension/Suspension Insulator. Suitable for 43-40 construction tension structures or CE/C/37 Portal Suspension structures 3 X 140mm Porcelain Disk Equivalent complete with 16mm Ball/Socket end Fittings. Drawing Number 1.09.101.0487 Sheet 27 (No arcing Horns Required) | 216150 | Mosdorfer | No | China | 269103 |  | NPS/001/006
Overhead | Insulators | Composite Tension or Suspension Insulators | 33kV | 33kV Wood Pole Line 70kN Composite Tension/Suspension Insulator. Suitable for 43-40 construction tension structures or CE/C/37 Portal Suspension structures 3 X 140mm Porcelain Disk Equivalent complete with 16mm Ball/Socket end Fittings. Drawing Number 1.09.101.0487 Sheet 27 (No arcing Horns Required) | 216150 | Rebosio | No | Italy | A00699F |  | NPS/001/006
Overhead | Insulators | Composite Tension or Suspension Insulators | 33kV | 33kV Wood Pole Line 120kN Composite Tension Insulator Assembly. 90kV Wet Flashover: ( 3 x 178mm spacing) 20mm Ball/Socket End Fitting: As Per Drawing (TBA) (No Arcing Horns Required) | 251546 | Allied Insulators | Yes | China | FA/S4186 | Not suitable as a direct replacement for 3 * 178mm disks as this item is 513mm centres not 534mm | NPS/001/006
Overhead | Insulators | Composite Tension or Suspension Insulators | 33kV | 33kV Wood Pole Line 120kN Composite Tension Insulator Assembly. 90kV Wet Flashover: ( 3 x 178mm spacing) 20mm Ball/Socket End Fitting: As Per Drawing (TBA) (No Arcing Horns Required) | 251546 | Rebosio | No | Italy |  |  | NPS/001/006
Overhead | Insulators | Composite Tension or Suspension Insulators | 33kV | 33kV Wood Pole Line 120kN Composite Tension Insulator Assembly. 90kV Wet Flashover: ( 3 x 178mm spacing) 20mm Ball/Socket End Fitting: As Per Drawing (TBA) (No Arcing Horns Required) | 251546 | Mosdorfer | No | China |  |  | NPS/001/006
Overhead | Insulators | Composite Tension or Suspension Insulators | 33kV | 33kV Wood Pole Line 120kN Composite Tension Insulator Assembly. 90kV Wet Flashover: ( 3 x 178mm spacing) 20mm Ball/Socket End Fitting: As Per Drawing (TBA) (No Arcing Horns Required) | 251546 | Pfisterer | No | South Africa |  |  | NPS/001/006
Overhead | Insulators | Composite Tension or Suspension Insulators | 33kV | 33kV Wood Pole Line 120kN Composite Tension Insulator Assembly. 90kV Wet Flashover: ( 3 x 178mm spacing) 20mm Ball/Socket End Fitting: As Per Drawing (TBA) (No Arcing Horns Required) | 251546 | Rebosio | No | Italy | E01030C95 | M20 ball & Skt, 534mm in length | NPS/001/006
Overhead | Insulators | Composite Tension or Suspension Insulators | 33kV | 33kV Wood Pole Line 120kN Composite Tension Insulator Assembly. Suitable for use on CE/C/37 Approach or non approach structures. 4 x 178mm Porcelain Disk Equivalent, complete with 20mm Ball/Socket End Fittings Drawing Number 1.09.101.0488 sht 7 (No Arcing Horns Required) | 216218 | Pfisterer | Yes | South Africa |  |  | NPS/001/006
Overhead | Insulators | Composite Tension or Suspension Insulators | 33kV | 33kV Wood Pole Line 120kN Composite Tension Insulator Assembly. Suitable for use on CE/C/37 Approach or non approach structures. 4 x 178mm Porcelain Disk Equivalent, complete with 20mm Ball/Socket End Fittings Drawing Number 1.09.101.0488 sht 7 (No Arcing Horns Required) | 216218 | Rebosio | No | Italy | E01261H10 | M20 ball & Skt, 712mm in length | NPS/001/006
Overhead | Insulators | Composite Tension or Suspension Insulators | 33kV | 33kV Wood Pole Line 120kN Composite Tension Insulator Assembly. Suitable for use on CE/C/37 Approach or non approach structures. 4 x 178mm Porcelain Disk Equivalent, complete with 20mm Ball/Socket End Fittings Drawing Number 1.09.101.0488 sht 7 (No Arcing Horns Required) | 216218 | Mosdorfer | No | China |  |  | NPS/001/006
Overhead | Insulators | Composite Tension or Suspension Insulators | 66kV | 66kV Wood Pole Line 70kN Suspension Insulator assembly Suitable for use on CE/C/37 Approach or non approach structures. 5 x 140mm porcelain disk equivalent, complete with 16mm ball ended eyelink CE/C/37 special Eyelink as shown on drawing 1091010455 sht4 and socket clevis (ref 15/31). 440mm gap To be supplied with arcing horn options to provide 453mm gap on approach structures and 570mm or (maximum achievable figure that provides positive discrimination with the insulator dry arcing distance) on non approach structures. 540mm gap See drawing 1091010488 sht 6 | 251542 Approach) Or 251541 (Non approach) | Allied Insulators | Yes | China | FAS4417A or FAS4417 | c/w ball hook & socket clevis. App gap 440mm or c/w ball hook & socket clevis. Non approach gap 540mm | NPS/001/006
Overhead | Insulators | Composite Tension or Suspension Insulators | 66kV | 66kV Wood Pole Line 70kN Suspension Insulator assembly Suitable for use on CE/C/37 Approach or non approach structures. 5 x 140mm porcelain disk equivalent, complete with 16mm ball ended eyelink CE/C/37 special Eyelink as shown on drawing 1091010455 sht4 and socket clevis (ref 15/31). 440mm gap To be supplied with arcing horn options to provide 453mm gap on approach structures and 570mm or (maximum achievable figure that provides positive discrimination with the insulator dry arcing distance) on non approach structures. 540mm gap See drawing 1091010488 sht 6 | 251542 Approach) Or 251541 (Non approach) | Rebosio | No | Italy |  | Insulator E00877F920 440mm Gap Or Insulator E00877F920 Or 540mm gap | NPS/001/006
Overhead | Insulators | Composite Tension or Suspension Insulators | 66kV | 66kV Wood Pole Line 70kN Suspension Insulator assembly Suitable for use on CE/C/37 Approach or non approach structures. 5 x 140mm porcelain disk equivalent, complete with 16mm ball ended eyelink CE/C/37 special Eyelink as shown on drawing 1091010455 sht4 and socket clevis (ref 15/31). 440mm gap To be supplied with arcing horn options to provide 453mm gap on approach structures and 570mm or (maximum achievable figure that provides positive discrimination with the insulator dry arcing distance) on non approach structures. 540mm gap See drawing 1091010488 sht 6 | 251542 Approach) Or 251541 (Non approach) | Mosdorfer | No | China | MSA4938 |  | NPS/001/006
Overhead | Insulators | Composite Tension or Suspension Insulators | 66kV | 66kV Wood Pole Line 70kN Suspension Insulator assembly Suitable for use on CE/C/37 Approach or non approach structures. 5 x 140mm porcelain disk equivalent, complete with 16mm ball ended eyelink CE/C/37 special Eyelink as shown on drawing 1091010455 sht4 and socket clevis (ref 15/31). 440mm gap To be supplied with arcing horn options to provide 453mm gap on approach structures and 570mm or (maximum achievable figure that provides positive discrimination with the insulator dry arcing distance) on non approach structures. 540mm gap See drawing 1091010488 sht 6 | 251542 Approach) Or 251541 (Non approach) | Pfisterer | No | South Africa | 180-322-444 |  | NPS/001/006
Overhead | Insulators | Composite Tension or Suspension Insulators | 66kV | 66kV Tower Line or OHL 4 Wood Pole Line 70kN Suspension Insulator assembly Suitable for use on tower lines or OHL4 Approach and Non Approach structures 5 x 140mm porcelain disk equivalent, complete with 16mm ball hook (ref 15/32) fitting and socket clevis (ref 15/31). To be supplied with arcing horn options to provide 453mm gap on approach structures and 570mm or (maximum achievable figure that provides positive discrimination with the insulator dry arcing distance) on non-approach structures. See drawing 1091010432 sht 1 or 1091010428 sht7 | 251535 (Approach) Or 251534 Non-Approach | Allied Insulators | Yes | China | FA/S4417A Or FA/S4417 | c/w ball hook & socket clevis. App gap 440mm or c/w ball hook & socket clevis. Non - Approach gap 540mm | NPS/001/006
Overhead | Insulators | Composite Tension or Suspension Insulators | 66kV | 66kV Tower Line or OHL 4 Wood Pole Line 70kN Suspension Insulator assembly Suitable for use on tower lines or OHL4 Approach and Non Approach structures 5 x 140mm porcelain disk equivalent, complete with 16mm ball hook (ref 15/32) fitting and socket clevis (ref 15/31). To be supplied with arcing horn options to provide 453mm gap on approach structures and 570mm or (maximum achievable figure that provides positive discrimination with the insulator dry arcing distance) on non-approach structures. See drawing 1091010432 sht 1 or 1091010428 sht7 | 251535 (Approach) Or 251534 Non-Approach | Rebosio | No | Italy | G00349F920 Type C (Approach) 440mm gap Or G00349F920 Type D (Approach) 550mm gap | Uses Insulator ref E00877F920 c/w hook 15/32 & Clevis 15/31 | NPS/001/006
Overhead | Insulators | Composite Tension or Suspension Insulators | 66kV | 66kV Tower Line or OHL 4 Wood Pole Line 70kN Suspension Insulator assembly Suitable for use on tower lines or OHL4 Approach and Non Approach structures 5 x 140mm porcelain disk equivalent, complete with 16mm ball hook (ref 15/32) fitting and socket clevis (ref 15/31). To be supplied with arcing horn options to provide 453mm gap on approach structures and 570mm or (maximum achievable figure that provides positive discrimination with the insulator dry arcing distance) on non-approach structures. See drawing 1091010432 sht 1 or 1091010428 sht7 | 251535 (Approach) Or 251534 Non-Approach | Mosdorfer | No | China | MTA5039 |  | NPS/001/006
Overhead | Insulators | Composite Tension or Suspension Insulators | 66kV | 66kV Tower Line or OHL 4 Wood Pole Line 70kN Suspension Insulator assembly Suitable for use on tower lines or OHL4 Approach and Non Approach structures 5 x 140mm porcelain disk equivalent, complete with 16mm ball hook (ref 15/32) fitting and socket clevis (ref 15/31). To be supplied with arcing horn options to provide 453mm gap on approach structures and 570mm or (maximum achievable figure that provides positive discrimination with the insulator dry arcing distance) on non-approach structures. See drawing 1091010432 sht 1 or 1091010428 sht7 | 251535 (Approach) Or 251534 Non-Approach | Pfisterer | No | South Africa |  |  | NPS/001/006
Overhead | Insulators | Composite Tension or Suspension Insulators | 66kV | 66kV Tower Line or Wood Pole Line 120kN Tension Insulator assembly Suitable for use on tower lines or CE/C/37 Approach and Non Approach structures 5 x 178mm porcelain disk equivalent, (890mm spacing), complete with 20mm ball ended eyelink (ref 28/30) and socket tongue (ref 28/36B). Composite version of dgn 1091010428 sht 8 or 1091010488 sht 7. The remaining components shall be sourced separately. To be supplied with arcing horn options to provide 453mm gap on approach structures and 570mm or (maximum achievable figure that provides positive discrimination with the insulator dry arcing distance) on non-approach structures. | 251539 Approach) Or 251536 (Non-Approach) | Allied Insulators | Yes | China | FA/S4396A Or FA/S4396 |  | NPS/001/006
Overhead | Insulators | Composite Tension or Suspension Insulators | 66kV | 66kV Tower Line or Wood Pole Line 120kN Tension Insulator assembly Suitable for use on tower lines or CE/C/37 Approach and Non Approach structures 5 x 178mm porcelain disk equivalent, (890mm spacing), complete with 20mm ball ended eyelink (ref 28/30) and socket tongue (ref 28/36B). Composite version of dgn 1091010428 sht 8 or 1091010488 sht 7. The remaining components shall be sourced separately. To be supplied with arcing horn options to provide 453mm gap on approach structures and 570mm or (maximum achievable figure that provides positive discrimination with the insulator dry arcing distance) on non-approach structures. | 251539 Approach) Or 251536 (Non-Approach) | Mosdorfer | No | China | MSA4938 |  | NPS/001/006
Overhead | Insulators | Composite Tension or Suspension Insulators | 66kV | 66kV Tower Line or Wood Pole Line 120kN Tension Insulator assembly Suitable for use on tower lines or CE/C/37 Approach and Non Approach structures 5 x 178mm porcelain disk equivalent, (890mm spacing), complete with 20mm ball ended eyelink (ref 28/30) and socket tongue (ref 28/36B). Composite version of dgn 1091010428 sht 8 or 1091010488 sht 7. The remaining components shall be sourced separately. To be supplied with arcing horn options to provide 453mm gap on approach structures and 570mm or (maximum achievable figure that provides positive discrimination with the insulator dry arcing distance) on non-approach structures. | 251539 Approach) Or 251536 (Non-Approach) | Rebosio | No | Italy | G00296G20 Type C (Approach) 440mm gap Or G00296G20 Type D (Approach) 550mm gap |  | NPS/001/006
Overhead | Insulators | Composite Tension or Suspension Insulators | 66kV | 66kV Tower Line or Wood Pole Line 120kN Tension Insulator assembly Suitable for use on tower lines or CE/C/37 Approach and Non Approach structures 5 x 178mm porcelain disk equivalent, (890mm spacing), complete with 20mm ball ended eyelink (ref 28/30) and socket tongue (ref 28/36B). Composite version of dgn 1091010428 sht 8 or 1091010488 sht 7. The remaining components shall be sourced separately. To be supplied with arcing horn options to provide 453mm gap on approach structures and 570mm or (maximum achievable figure that provides positive discrimination with the insulator dry arcing distance) on non-approach structures. | 251539 Approach) Or 251536 (Non-Approach) | Pfisterer | No | South Africa |  |  | NPS/001/006
Overhead | Insulators | Composite Tension or Suspension Insulators | 66kV | 66kV Wood Pole Line 70kN Tension Insulator assembly Suitable for use on OHL4 Approach and Non Approach structures 5 x 140mm porcelain equivalent spacing complete with 16mm ball hook BS3288 ref (0445) and socket clevis ref (Fig 21) fittings Composite version of Dgn 1091010488 sht2 To be supplied with arcing horn options to provide 453mm gap on approach structures and 570mm or (maximum achievable figure that provides positive discrimination with the insulator dry arcing distance) on non-approach structures. | 251559 (Approach) Or 251560 (Non-Approach) | Allied Insulators | Yes | China | FA/S4419A Or FA/S4419 | c/w ball eye & socket tongue. App gap 440mm Or c/w ball eye & socket tongue. Non -approach gap 540mm | NPS/001/006
Overhead | Insulators | Composite Tension or Suspension Insulators | 66kV | 66kV Wood Pole Line 70kN Tension Insulator assembly Suitable for use on OHL4 Approach and Non Approach structures 5 x 140mm porcelain equivalent spacing complete with 16mm ball hook BS3288 ref (0445) and socket clevis ref (Fig 21) fittings Composite version of Dgn 1091010488 sht2 To be supplied with arcing horn options to provide 453mm gap on approach structures and 570mm or (maximum achievable figure that provides positive discrimination with the insulator dry arcing distance) on non-approach structures. | 251559 (Approach) Or 251560 (Non-Approach) | Rebosio | No | Italy | G00349F920 Type C (Approach) 440mm Gap Or G00349F920 Type D (Non-Approach) 550mm Gap Or G00350F920 Type C (Approach) 440mm Gap Or G00350F920 Type D (Non-Approach) 550mm Gap | Uses Insulator ref E00877F920 c/w Hook 15/32 & Clevis 15/31 Or Uses Insulator ref E00877F920 c/w Eye 15/30 & Tongue 15/35 | NPS/001/006
Overhead | Insulators | Composite Tension or Suspension Insulators | 66kV | 66kV Wood Pole Line 70kN Tension Insulator assembly Suitable for use on OHL4 Approach and Non Approach structures 5 x 140mm porcelain equivalent spacing complete with 16mm ball hook BS3288 ref (0445) and socket clevis ref (Fig 21) fittings Composite version of Dgn 1091010488 sht2 To be supplied with arcing horn options to provide 453mm gap on approach structures and 570mm or (maximum achievable figure that provides positive discrimination with the insulator dry arcing distance) on non-approach structures. | 251559 (Approach) Or 251560 (Non-Approach) | Mosdorfer | No | China |  |  | NPS/001/006
Overhead | Insulators | Composite Tension or Suspension Insulators | 66kV | 66kV Wood Pole Line 70kN Tension Insulator assembly Suitable for use on OHL4 Approach and Non Approach structures 5 x 140mm porcelain equivalent spacing complete with 16mm ball hook BS3288 ref (0445) and socket clevis ref (Fig 21) fittings Composite version of Dgn 1091010488 sht2 To be supplied with arcing horn options to provide 453mm gap on approach structures and 570mm or (maximum achievable figure that provides positive discrimination with the insulator dry arcing distance) on non-approach structures. | 251559 (Approach) Or 251560 (Non-Approach) | Pfisterer | No | South Africa |  |  | NPS/001/006
Overhead | Insulators | Composite Tension or Suspension Insulators | 66kV | 66kV Tower Lines 120kN Tension Insulator assembly Suitable for use on tower Approach and Non Approach structures 5 x 178 mm equivalent spacing complete with 20mm ball ended eyelink ref (28/30) and socket tongue (28/36B) fittings (composite equivalent of dgn 1091010428 sht8 ) To be supplied with arcing horn options to provide 453mm gap on approach structures and 570mm or (maximum achievable figure that provides positive discrimination with the insulator dry arcing distance) on non-approach structures. | 251530 (Approach) Or 251563 (Non-Approach) | Allied Insulators | Yes | China | FA/S4420A Or FA/S4420A | c/w ball eye & socket tongue. App gap 440mm Or c/w ball eye & socket tongue. No-approach gap 540mm | NPS/001/006
Overhead | Insulators | Composite Tension or Suspension Insulators | 66kV | 66kV Tower Lines 120kN Tension Insulator assembly Suitable for use on tower Approach and Non Approach structures 5 x 178 mm equivalent spacing complete with 20mm ball ended eyelink ref (28/30) and socket tongue (28/36B) fittings (composite equivalent of dgn 1091010428 sht8 ) To be supplied with arcing horn options to provide 453mm gap on approach structures and 570mm or (maximum achievable figure that provides positive discrimination with the insulator dry arcing distance) on non-approach structures. | 251530 (Approach) Or 251563 (Non-Approach) | Rebosio | No | Italy | G00296G20 Type C (Approach) 440mm Gap Or G00296G20 Type D (Non-Approach) 550mm Gap | Uses Insulator ref E00942G20 c/w Eye 28/30 & Tongue 28/36B | NPS/001/006
Overhead | Insulators | Composite Tension or Suspension Insulators | 66kV | 66kV Tower Lines 120kN Tension Insulator assembly Suitable for use on tower Approach and Non Approach structures 5 x 178 mm equivalent spacing complete with 20mm ball ended eyelink ref (28/30) and socket tongue (28/36B) fittings (composite equivalent of dgn 1091010428 sht8 ) To be supplied with arcing horn options to provide 453mm gap on approach structures and 570mm or (maximum achievable figure that provides positive discrimination with the insulator dry arcing distance) on non-approach structures. | 251530 (Approach) Or 251563 (Non-Approach) | Mosdorfer | No | China | MTA5051 |  | NPS/001/006
Overhead | Insulators | Composite Tension or Suspension Insulators | 66kV | 66kV Tower Lines 120kN Tension Insulator assembly Suitable for use on tower Approach and Non Approach structures 5 x 178 mm equivalent spacing complete with 20mm ball ended eyelink ref (28/30) and socket tongue (28/36B) fittings (composite equivalent of dgn 1091010428 sht8 ) To be supplied with arcing horn options to provide 453mm gap on approach structures and 570mm or (maximum achievable figure that provides positive discrimination with the insulator dry arcing distance) on non-approach structures. | 251530 (Approach) Or 251563 (Non-Approach) | Pfisterer | No | South Africa |  |  | NPS/001/006
Overhead | Insulators | Composite Tension or Suspension Insulators | 66kV | 66kV Tower Lines 70kN Low duty Insulator assembly Suitable for use on tower Approach structures 5 x 178 mm equivalent spacing complete with 16mm ball ended eyelink ref (28/30) and socket clevis (15/31) fittings (composite equivalent of dgn 1091010428 sht9 ) To be supplied with arcing horn options to provide 453mm gap on approach structures and 570mm or (maximum achievable figure that provides positive discrimination with the insulator dry arcing distance) on non-approach structures | 251526 | Allied Insulators | Yes | China | FAS4374 + FAS4375 |  | NPS/001/006
Overhead | Insulators | Composite Tension or Suspension Insulators | 66kV | 66kV Tower Lines 70kN Low duty Insulator assembly Suitable for use on tower Approach structures 5 x 178 mm equivalent spacing complete with 16mm ball ended eyelink ref (28/30) and socket clevis (15/31) fittings (composite equivalent of dgn 1091010428 sht9 ) To be supplied with arcing horn options to provide 453mm gap on approach structures and 570mm or (maximum achievable figure that provides positive discrimination with the insulator dry arcing distance) on non-approach structures | 251526 | Mosdorfer | No | China | MTA5036 |  | NPS/001/006
Overhead | Insulators | Composite Tension or Suspension Insulators | 66kV | 66kV Tower Lines 70kN Low duty Insulator assembly Suitable for use on tower Approach structures 5 x 178 mm equivalent spacing complete with 16mm ball ended eyelink ref (28/30) and socket clevis (15/31) fittings (composite equivalent of dgn 1091010428 sht9 ) To be supplied with arcing horn options to provide 453mm gap on approach structures and 570mm or (maximum achievable figure that provides positive discrimination with the insulator dry arcing distance) on non-approach structures | 251526 | Pfisterer | No | South Africa |  |  | NPS/001/006
Overhead | Insulators | Composite Tension or Suspension Insulators | 66kV | 66kV Tower Lines 70kN Low duty Insulator assembly Suitable for use on tower Approach structures 5 x 178 mm equivalent spacing complete with 16mm ball ended eyelink ref (28/30) and socket clevis (15/31) fittings (composite equivalent of dgn 1091010428 sht9 ) To be supplied with arcing horn options to provide 453mm gap on approach structures and 570mm or (maximum achievable figure that provides positive discrimination with the insulator dry arcing distance) on non-approach structures | 251526 | Rebosio | No | Italy | G00391F920 (Approach) 440mm Gap Or G00357F920 (Approach) 440mm Gap | Uses Insulator ref E00877F920 c/w Eye 15/30 & Clevis 15/31 or Uses Insulator ref E00877F920 c/w Eye 15/30 & Tongue 15/35 | NPS/001/006
Overhead | Insulators | Composite Tension or Suspension Insulators | 132kV | 132kV Tower Lines 70kN Suspension Insulator assembly Suitable for use on tower Approach and Non Approach structures 11 x 140mm equivalent spacing complete with 16mm ball ended hook (15/32) and socket clevis (15/31) fittings. composite equivalent of dgn 1091010428 sht7) – To be supplied with arcing horn options to provide 1000mm gap on approach structures and 1120mm or (maximum achievable figure that provides positive discrimination with the insulator dry arcing distance) on non approach structures | 251533 (Approach) Or 251561 (Non-Approach) | Rebosio | Yes | Italy | G00295Q5 Type C or G00308Q5 Type D | Approach (1000mm gap) or Non – Approach (1020mm gap) | NPS/001/006
Overhead | Insulators | Composite Tension or Suspension Insulators | 132kV | 132kV Tower Lines 70kN Suspension Insulator assembly Suitable for use on tower Approach and Non Approach structures 11 x 140mm equivalent spacing complete with 16mm ball ended hook (15/32) and socket clevis (15/31) fittings. composite equivalent of dgn 1091010428 sht7) – To be supplied with arcing horn options to provide 1000mm gap on approach structures and 1120mm or (maximum achievable figure that provides positive discrimination with the insulator dry arcing distance) on non approach structures | 251533 (Approach) Or 251561 (Non-Approach) | Pfisterer | No | South Africa |  |  | NPS/001/006
Overhead | Insulators | Composite Tension or Suspension Insulators | 132kV | 132kV Tower Lines 70kN Suspension Insulator assembly Suitable for use on tower Approach and Non Approach structures 11 x 140mm equivalent spacing complete with 16mm ball ended hook (15/32) and socket clevis (15/31) fittings. composite equivalent of dgn 1091010428 sht7) – To be supplied with arcing horn options to provide 1000mm gap on approach structures and 1120mm or (maximum achievable figure that provides positive discrimination with the insulator dry arcing distance) on non approach structures | 251533 (Approach) Or 251561 (Non-Approach) | Allied Insulators | No | China | FA/S4301A Or FAS4301 Non Approach |  | NPS/001/006
Overhead | Insulators | Composite Tension or Suspension Insulators | 132kV | 132kV Tower Lines 70kN Suspension Insulator assembly Suitable for use on tower Approach and Non Approach structures 11 x 140mm equivalent spacing complete with 16mm ball ended hook (15/32) and socket clevis (15/31) fittings. composite equivalent of dgn 1091010428 sht7) – To be supplied with arcing horn options to provide 1000mm gap on approach structures and 1120mm or (maximum achievable figure that provides positive discrimination with the insulator dry arcing distance) on non approach structures | 251533 (Approach) Or 251561 (Non-Approach) | Mosdorfer | No | China | MSA4942 |  | NPS/001/006
Overhead | Insulators | Composite Tension or Suspension Insulators | 132kV | 132kV Tower Lines (Special Assembly for lines with clearance problems) 70kN Suspension Insulator assembly Suitable for use on tower Approach and Non Approach structures 9 x 140mm porcelain disk equivalent spacing complete with 16mm ball ended hook (15/32) and socket clevis (15/31) fittings. (composite equivalent of dgn 1091010428 sh7) To be supplied with arcing horn options to provide 1000mm gap on approach structures and 1120mm or (maximum achievable figure that provides positive discrimination with the insulator dry arcing distance) on non approach structures | 251562 (Approach) Or 251531 (Non-Approach) | Rebosio | Yes | Italy | G00310P9 Type C or G00310P9 Type D | Approach (920mm gap) or Non – Approach (1020mm gap) | NPS/001/006
Overhead | Insulators | Composite Tension or Suspension Insulators | 132kV | 132kV Tower Lines (Special Assembly for lines with clearance problems) 70kN Suspension Insulator assembly Suitable for use on tower Approach and Non Approach structures 9 x 140mm porcelain disk equivalent spacing complete with 16mm ball ended hook (15/32) and socket clevis (15/31) fittings. (composite equivalent of dgn 1091010428 sh7) To be supplied with arcing horn options to provide 1000mm gap on approach structures and 1120mm or (maximum achievable figure that provides positive discrimination with the insulator dry arcing distance) on non approach structures | 251562 (Approach) Or 251531 (Non-Approach) | Allied Insulators | No | China | FA/S4422A or FA/S4422 |  | NPS/001/006
Overhead | Insulators | Composite Tension or Suspension Insulators | 132kV | 132kV Tower Lines (Special Assembly for lines with clearance problems) 70kN Suspension Insulator assembly Suitable for use on tower Approach and Non Approach structures 9 x 140mm porcelain disk equivalent spacing complete with 16mm ball ended hook (15/32) and socket clevis (15/31) fittings. (composite equivalent of dgn 1091010428 sh7) To be supplied with arcing horn options to provide 1000mm gap on approach structures and 1120mm or (maximum achievable figure that provides positive discrimination with the insulator dry arcing distance) on non approach structures | 251562 (Approach) Or 251531 (Non-Approach) | Mosdorfer | No | China | MSA4943 |  | NPS/001/006
Overhead | Insulators | Composite Tension or Suspension Insulators | 132kV | 132kV Tower Lines 120kN Tension Insulator assembly Suitable for use on tower Approach and Non Approach structures 9 x 178 mm equivalent spacing complete with 20mm ball ended eyelink ref (28/30) and socket tongue (28/36B) fittings (composite equivalent of dgn 1091010428 sht8) To be supplied with arcing horn options to provide 1000mm gap on approach structures and 1120mm or (maximum achievable figure that provides positive discrimination with the insulator dry arcing distance) on non approach structures | 251528 (Approach) Or 251564 (Non-Approach) | Rebosio | Yes | Italy | G00296Q-10 Type C Or G00296Q-10 Type D | Approach (1000mm gap) or Non – Approach (1020mm gap) | NPS/001/006
Overhead | Insulators | Composite Tension or Suspension Insulators | 132kV | 132kV Tower Lines 120kN Tension Insulator assembly Suitable for use on tower Approach and Non Approach structures 9 x 178 mm equivalent spacing complete with 20mm ball ended eyelink ref (28/30) and socket tongue (28/36B) fittings (composite equivalent of dgn 1091010428 sht8) To be supplied with arcing horn options to provide 1000mm gap on approach structures and 1120mm or (maximum achievable figure that provides positive discrimination with the insulator dry arcing distance) on non approach structures | 251528 (Approach) Or 251564 (Non-Approach) | Mosdorfer | No | China | MTA5042 |  | NPS/001/006
Overhead | Insulators | Composite Tension or Suspension Insulators | 132kV | 132kV Tower Lines 120kN Tension Insulator assembly Suitable for use on tower Approach and Non Approach structures 9 x 178 mm equivalent spacing complete with 20mm ball ended eyelink ref (28/30) and socket tongue (28/36B) fittings (composite equivalent of dgn 1091010428 sht8) To be supplied with arcing horn options to provide 1000mm gap on approach structures and 1120mm or (maximum achievable figure that provides positive discrimination with the insulator dry arcing distance) on non approach structures | 251528 (Approach) Or 251564 (Non-Approach) | Pfisterer | No | South Africa |  |  | NPS/001/006
Overhead | Insulators | Composite Tension or Suspension Insulators | 132kV | 132kV Tower Lines 120kN Tension Insulator assembly Suitable for use on tower Approach and Non Approach structures 9 x 178 mm equivalent spacing complete with 20mm ball ended eyelink ref (28/30) and socket tongue (28/36B) fittings (composite equivalent of dgn 1091010428 sht8) To be supplied with arcing horn options to provide 1000mm gap on approach structures and 1120mm or (maximum achievable figure that provides positive discrimination with the insulator dry arcing distance) on non approach structures | 251528 (Approach) Or 251564 (Non-Approach) | Allied Insulators | No | China | FA/S4312A Or FAS4312 | Approach Or Non Approach | NPS/001/006
Overhead | Insulators | Composite Tension or Suspension Insulators | 132kV | 132kV Tower Lines 70kN Low duty Insulator assembly Suitable for use on tower Approach structures 9 x 140 mm equivalent spacing complete with 16mm ball ended eyelink ref (15/30) and socket clevis (15/35) fittings (composite equivalent of dgn 1091010428 sht9 ) To be supplied with arcing horn options to provide 1000mm gap on approach structures and 1120mm or (maximum achievable figure that provides positive discrimination with the insulator dry arcing distance) on non approach structures | 251525 | Mosdorfer | Yes | China | MTA5045U |  | NPS/001/006
Overhead | Insulators | Composite Tension or Suspension Insulators | 132kV | 132kV Tower Lines 70kN Low duty Insulator assembly Suitable for use on tower Approach structures 9 x 140 mm equivalent spacing complete with 16mm ball ended eyelink ref (15/30) and socket clevis (15/35) fittings (composite equivalent of dgn 1091010428 sht9 ) To be supplied with arcing horn options to provide 1000mm gap on approach structures and 1120mm or (maximum achievable figure that provides positive discrimination with the insulator dry arcing distance) on non approach structures | 251525 | Pfisterer | No | South Africa |  |  | NPS/001/006
Overhead | Insulators | Composite Tension or Suspension Insulators | 132kV | 132kV Tower Lines 70kN Low duty Insulator assembly Suitable for use on tower Approach structures 9 x 140 mm equivalent spacing complete with 16mm ball ended eyelink ref (15/30) and socket clevis (15/35) fittings (composite equivalent of dgn 1091010428 sht9 ) To be supplied with arcing horn options to provide 1000mm gap on approach structures and 1120mm or (maximum achievable figure that provides positive discrimination with the insulator dry arcing distance) on non approach structures | 251525 | Allied Insulators | No | China | FAS4245 + FAS4246 |  | NPS/001/006
Overhead | Insulators | Composite Tension or Suspension Insulators | 132kV | 132kV Tower Lines 70kN Low duty Insulator assembly Suitable for use on tower Approach structures 9 x 140 mm equivalent spacing complete with 16mm ball ended eyelink ref (15/30) and socket clevis (15/35) fittings (composite equivalent of dgn 1091010428 sht9 ) To be supplied with arcing horn options to provide 1000mm gap on approach structures and 1120mm or (maximum achievable figure that provides positive discrimination with the insulator dry arcing distance) on non approach structures | 251525 | Rebosio | No | Italy | G00353Q5 | Supplied with ball-eneded eyelink ref 15/30 & socket clevis 15/35 | NPS/001/006
Overhead | Insulators | Composite Tension or Suspension Insulators | 132kV | 132kV Tower Lines – Twin Lynx 120kN Tension Insulator assembly Suitable for use on tower Approach and Non Approach structures Based on a twin 9 x 178 mm equivalent spacing assembly complete with 20mm ball ended eyelink ref (28/30) and socket tongue (28/36B) fittings (composite equivalent of dgn 1091010428 sht10 ) To be supplied with arcing horn options to provide 1000mm gap on approach structures and 1120mm or (maximum achievable figure that provides positive discrimination with the insulator dry arcing distance) on non-approach structures | 251524 Approach Or 251523 Non approach | Rebosio | Yes | Italy | 2 x G00296Q-10 Type C (Approach) 1000mm Gap Or 2 x G00296Q-10 Type D (Non-Approach) 1020mm gap | Note. If Surge diverters are installed then default to Type D for complete line | NPS/001/006
Overhead | Insulators | Composite Tension or Suspension Insulators | 132kV | 132kV Tower Lines – Twin Lynx 120kN Tension Insulator assembly Suitable for use on tower Approach and Non Approach structures Based on a twin 9 x 178 mm equivalent spacing assembly complete with 20mm ball ended eyelink ref (28/30) and socket tongue (28/36B) fittings (composite equivalent of dgn 1091010428 sht10 ) To be supplied with arcing horn options to provide 1000mm gap on approach structures and 1120mm or (maximum achievable figure that provides positive discrimination with the insulator dry arcing distance) on non-approach structures | 251524 Approach Or 251523 Non approach | Allied Insulators | No | China | 2 x FAS4311A or 1 x FAS4314A 2 x FAS4311 or 1 x FAS4314 | Approach Gap Non-Approach Gap | NPS/001/006
Overhead | Insulators | Composite Tension or Suspension Insulators | 132kV | 132kV Tower Lines – Twin Lynx 120kN Tension Insulator assembly Suitable for use on tower Approach and Non Approach structures Based on a twin 9 x 178 mm equivalent spacing assembly complete with 20mm ball ended eyelink ref (28/30) and socket tongue (28/36B) fittings (composite equivalent of dgn 1091010428 sht10 ) To be supplied with arcing horn options to provide 1000mm gap on approach structures and 1120mm or (maximum achievable figure that provides positive discrimination with the insulator dry arcing distance) on non-approach structures | 251524 Approach Or 251523 Non approach | Mosdorfer | No | China | MTA5043 |  | NPS/001/006
Overhead | Insulators | Composite Tension or Suspension Insulators | 132kV | 132kV Tower Lines – Twin Lynx 120kN Tension Insulator assembly Suitable for use on tower Approach and Non Approach structures Based on a twin 9 x 178 mm equivalent spacing assembly complete with 20mm ball ended eyelink ref (28/30) and socket tongue (28/36B) fittings (composite equivalent of dgn 1091010428 sht10 ) To be supplied with arcing horn options to provide 1000mm gap on approach structures and 1120mm or (maximum achievable figure that provides positive discrimination with the insulator dry arcing distance) on non-approach structures | 251524 Approach Or 251523 Non approach | Pfisterer | No | South Africa |  |  | NPS/001/006
Overhead | Insulators | Composite Tension or Suspension Insulators | 132kV | 132kV Tower Lines – Twin Lynx 120kN Suspension Insulator assembly Suitable for use on tower Approach and Non Approach structures Based on a twin 11 x 171 mm equivalent spacing assembly complete with 20mm ball ended eyelink ref (28/30) and socket Clevis (28/31) fittings (composite equivalent of dgn 1091010428 sht11 ) To be supplied with arcing horn options to provide 1000mm gap on approach structures and 1120mm or (maximum achievable figure that provides positive discrimination with the insulator dry arcing distance) on non approach structures | 251522 Approach Or 251521 Non-approach | Rebosio | Yes | Italy | G00296T9 Type C (Approach) 1000mm gap or G00296T9 Type C (Approach) 1000mm gap | If Surge diverters are installed then default to Type D for complete line | NPS/001/006
Overhead | Insulators | Composite Tension or Suspension Insulators | 132kV | 132kV Tower Lines – Twin Lynx 120kN Suspension Insulator assembly Suitable for use on tower Approach and Non Approach structures Based on a twin 11 x 171 mm equivalent spacing assembly complete with 20mm ball ended eyelink ref (28/30) and socket Clevis (28/31) fittings (composite equivalent of dgn 1091010428 sht11 ) To be supplied with arcing horn options to provide 1000mm gap on approach structures and 1120mm or (maximum achievable figure that provides positive discrimination with the insulator dry arcing distance) on non approach structures | 251522 Approach Or 251521 Non-approach | Mosdorfer | No | China | MSA4948 |  | NPS/001/006
Overhead | Insulators | Composite Tension or Suspension Insulators | 132kV | 132kV Tower Lines – Twin Lynx 120kN Suspension Insulator assembly Suitable for use on tower Approach and Non Approach structures Based on a twin 11 x 171 mm equivalent spacing assembly complete with 20mm ball ended eyelink ref (28/30) and socket Clevis (28/31) fittings (composite equivalent of dgn 1091010428 sht11 ) To be supplied with arcing horn options to provide 1000mm gap on approach structures and 1120mm or (maximum achievable figure that provides positive discrimination with the insulator dry arcing distance) on non approach structures | 251522 Approach Or 251521 Non-approach | Pfisterer | No | South Africa |  |  | NPS/001/006
Overhead | Insulators | Composite Tension or Suspension Insulators | 132kV | 132kV Tower Lines – Twin Lynx 120kN Suspension Insulator assembly Suitable for use on tower Approach and Non Approach structures Based on a twin 11 x 171 mm equivalent spacing assembly complete with 20mm ball ended eyelink ref (28/30) and socket Clevis (28/31) fittings (composite equivalent of dgn 1091010428 sht11 ) To be supplied with arcing horn options to provide 1000mm gap on approach structures and 1120mm or (maximum achievable figure that provides positive discrimination with the insulator dry arcing distance) on non approach structures | 251522 Approach Or 251521 Non-approach | Allied Insulators | No | China | FAS4301A Approach FA/S4301 Non-Approach |  | NPS/001/006
Overhead | Insulators | Composite Tension or Suspension Insulators | 132kV | 132kV Tower Lines 120kN Low duty Insulator assembly Suitable for use on tower Approach structures 11 x 178 mm equivalent spacing complete with 16mm ball ended eyelink ref (28/30) and socket clevis (28/31) fittings (composite equivalent of dgn 1091010428 sht12 ) To be supplied with arcing horn options to provide 1000mm gap on approach structures and 1120mm or (maximum achievable figure that provides positive discrimination with the insulator dry arcing distance) on non approach structure | 251520 | Mosdorfer | Yes | China | MTA5083 |  | NPS/001/006
Overhead | Insulators | Composite Tension or Suspension Insulators | 132kV | 132kV Tower Lines 120kN Low duty Insulator assembly Suitable for use on tower Approach structures 11 x 178 mm equivalent spacing complete with 16mm ball ended eyelink ref (28/30) and socket clevis (28/31) fittings (composite equivalent of dgn 1091010428 sht12 ) To be supplied with arcing horn options to provide 1000mm gap on approach structures and 1120mm or (maximum achievable figure that provides positive discrimination with the insulator dry arcing distance) on non approach structure | 251520 | Pfisterer | No | South Africa |  |  | NPS/001/006
Overhead | Insulators | Composite Tension or Suspension Insulators | 132kV | 132kV Tower Lines 120kN Low duty Insulator assembly Suitable for use on tower Approach structures 11 x 178 mm equivalent spacing complete with 16mm ball ended eyelink ref (28/30) and socket clevis (28/31) fittings (composite equivalent of dgn 1091010428 sht12 ) To be supplied with arcing horn options to provide 1000mm gap on approach structures and 1120mm or (maximum achievable figure that provides positive discrimination with the insulator dry arcing distance) on non approach structure | 251520 | Allied Insulators | No | China | FAS4326+ FAS4327 |  | NPS/001/006
Overhead | Insulators | Composite Tension or Suspension Insulators | 132kV | 132kV Tower Lines 120kN Low duty Insulator assembly Suitable for use on tower Approach structures 11 x 178 mm equivalent spacing complete with 16mm ball ended eyelink ref (28/30) and socket clevis (28/31) fittings (composite equivalent of dgn 1091010428 sht12 ) To be supplied with arcing horn options to provide 1000mm gap on approach structures and 1120mm or (maximum achievable figure that provides positive discrimination with the insulator dry arcing distance) on non approach structure | 251520 | Rebosio | No | Italy | G00360Q-10 |  | NPS/001/006
Overhead | Insulators | Composite Tension or Suspension Insulators | 132kV | 132kV Tower Lines – Single Large conductor Assembly 190kN Tension Insulator assembly Suitable for use on tower Approach and Non Approach structures Based on a twin 9 x 178 mm equivalent spacing assembly complete with 20mm ball ended eyelink ref (42/30) and socket tongue (42/36) fittings (composite equivalent of dgn 1091010428 sht13 ) To be supplied with arcing horn options to provide 1000mm gap on approach structures and 1120mm or (maximum achievable figure that provides positive discrimination with the insulator dry arcing distance) on non approach structures | 251519 (Approach) Or 251565 (Non-approach) | Rebosio | Yes | Italy | G00298O-10 Type C Approach (1000mm gap) Or G00298O-10 Type D (Non-Approach) 1020mm gap |  | NPS/001/006
Overhead | Insulators | Composite Tension or Suspension Insulators | 132kV | 132kV Tower Lines – Single Large conductor Assembly 190kN Tension Insulator assembly Suitable for use on tower Approach and Non Approach structures Based on a twin 9 x 178 mm equivalent spacing assembly complete with 20mm ball ended eyelink ref (42/30) and socket tongue (42/36) fittings (composite equivalent of dgn 1091010428 sht13 ) To be supplied with arcing horn options to provide 1000mm gap on approach structures and 1120mm or (maximum achievable figure that provides positive discrimination with the insulator dry arcing distance) on non approach structures | 251519 (Approach) Or 251565 (Non-approach) | Mosdorfer | No | China | MTA5047 |  | NPS/001/006
Overhead | Insulators | Composite Tension or Suspension Insulators | 132kV | 132kV Tower Lines – Single Large conductor Assembly 190kN Tension Insulator assembly Suitable for use on tower Approach and Non Approach structures Based on a twin 9 x 178 mm equivalent spacing assembly complete with 20mm ball ended eyelink ref (42/30) and socket tongue (42/36) fittings (composite equivalent of dgn 1091010428 sht13 ) To be supplied with arcing horn options to provide 1000mm gap on approach structures and 1120mm or (maximum achievable figure that provides positive discrimination with the insulator dry arcing distance) on non approach structures | 251519 (Approach) Or 251565 (Non-approach) | Pfisterer | No | South Africa |  |  | NPS/001/006
Overhead | Insulators | Composite Tension or Suspension Insulators | 132kV | 132kV Tower Lines – Single Large conductor Assembly 190kN Tension Insulator assembly Suitable for use on tower Approach and Non Approach structures Based on a twin 9 x 178 mm equivalent spacing assembly complete with 20mm ball ended eyelink ref (42/30) and socket tongue (42/36) fittings (composite equivalent of dgn 1091010428 sht13 ) To be supplied with arcing horn options to provide 1000mm gap on approach structures and 1120mm or (maximum achievable figure that provides positive discrimination with the insulator dry arcing distance) on non approach structures | 251519 (Approach) Or 251565 (Non-approach) | Allied Insulators | No | China | FA/S4311A - Approach Or FA/S4311 Non-Approach |  | NPS/001/006
Overhead | Insulators | Composite Tension or Suspension Insulators | 132kV | 132kV Tension Set Assembly 120kN (Approach) with ball socket couplings to IEC 60120/20. (9 x 178mm Equivalent Spacing) Supplied complete with arcing horns assembly set to 995mm gap. Drawing Number 1.09.101.0487 sht 30 | 251553 | Rebosio | Yes | Italy | G00296Q-10 Type C 1000mm gap | Eye 28/30 & Tongue 28/36B | NPS/001/006
Overhead | Insulators | Composite Tension or Suspension Insulators | 132kV | 132kV Tension Set Assembly 120kN (Approach) with ball socket couplings to IEC 60120/20. (9 x 178mm Equivalent Spacing) Supplied complete with arcing horns assembly set to 995mm gap. Drawing Number 1.09.101.0487 sht 30 | 251553 | Allied Insulators | No | USA | FA/S4115A (less item 8) | Suitable for use on 132kV earthed supports | NPS/001/006
Overhead | Insulators | Composite Tension or Suspension Insulators | 132kV | 132kV Tension Set Assembly 120kN (Approach) with ball socket couplings to IEC 60120/20. (9 x 178mm Equivalent Spacing) Supplied complete with arcing horns assembly set to 995mm gap. Drawing Number 1.09.101.0487 sht 30 | 251553 | Allied Insulators | No | China | FA/S4115A |  | NPS/001/006
Overhead | Insulators | Composite Tension or Suspension Insulators | 132kV | 132kV Tension Set Assembly 120kN (Approach) with ball socket couplings to IEC 60120/20. (9 x 178mm Equivalent Spacing) Supplied complete with arcing horns assembly set to 995mm gap. Drawing Number 1.09.101.0487 sht 30 | 251553 | Mosdorfer | No | China | MT5048 |  | NPS/001/006
Overhead | Insulators | Composite Tension or Suspension Insulators | 132kV | 132kV Tension Set Assembly 120kN (Approach) with ball socket couplings to IEC 60120/20. (9 x 178mm Equivalent Spacing) Supplied complete with arcing horns assembly set to 995mm gap. Drawing Number 1.09.101.0487 sht 30 | 251553 | Pfisterer | No | Switzerland | 180-322-702 |  | NPS/001/006
Overhead | Insulators | Composite Tension or Suspension Insulators | 66/132kV | 66/132kV Tension Set Assembly 120kN (Approach) with ball socket couplings to IEC 60120/20. (9 x 178mm Equivalent Spacing) Supplied complete with 66kV arcing horns assembly set to 453mm gap. Drawing Number 1.09.101.0487 sht 30 | 251554 | Rebosio | Yes | Italy | G00304Q-10 440mm or 550mm gap | Eye 28/30 & Tongue 28/26B | NPS/001/006
Overhead | Insulators | Composite Tension or Suspension Insulators | 66/132kV | 66/132kV Tension Set Assembly 120kN (Approach) with ball socket couplings to IEC 60120/20. (9 x 178mm Equivalent Spacing) Supplied complete with 66kV arcing horns assembly set to 453mm gap. Drawing Number 1.09.101.0487 sht 30 | 251554 | Allied Insulators | No | China | FA/S4334A | Suitable for use on 66kV earthed Supports | NPS/001/006
Overhead | Insulators | Composite Tension or Suspension Insulators | 66/132kV | 66/132kV Tension Set Assembly 120kN (Approach) with ball socket couplings to IEC 60120/20. (9 x 178mm Equivalent Spacing) Supplied complete with 66kV arcing horns assembly set to 453mm gap. Drawing Number 1.09.101.0487 sht 30 | 251554 | Mosdorfer | No | China | MT5049 |  | NPS/001/006
Overhead | Insulators | Composite Tension or Suspension Insulators | 66/132kV | 66/132kV Tension Set Assembly 120kN (Approach) with ball socket couplings to IEC 60120/20. (9 x 178mm Equivalent Spacing) Supplied complete with 66kV arcing horns assembly set to 453mm gap. Drawing Number 1.09.101.0487 sht 30 | 251554 | Pfisterer | No | Switzerland | 180-322-718 |  | NPS/001/006
Overhead | Insulators | Composite Tension or Suspension Insulators | 132kV | 132kV Tension Set Assembly 120kN (Non Approach) with ball socket couplings to IEC 60120/20. (9 x 178mm Equivalent Spacing) Supplied complete with arcing horns assembly set to 1120mm gap. Drawing Number 1.09.101.0487 sht 31 | 251552 | Rebosio | Yes | Italy | G00296Q-10 Type D 1120mm gap |  | NPS/001/006
Overhead | Insulators | Composite Tension or Suspension Insulators | 132kV | 132kV Tension Set Assembly 120kN (Non Approach) with ball socket couplings to IEC 60120/20. (9 x 178mm Equivalent Spacing) Supplied complete with arcing horns assembly set to 1120mm gap. Drawing Number 1.09.101.0487 sht 31 | 251552 | Allied Insulators | No | China | FAS4115 | Eye 28/30 & Tongue 28/26B | NPS/001/006
Overhead | Insulators | Composite Tension or Suspension Insulators | 132kV | 132kV Tension Set Assembly 120kN (Non Approach) with ball socket couplings to IEC 60120/20. (9 x 178mm Equivalent Spacing) Supplied complete with arcing horns assembly set to 1120mm gap. Drawing Number 1.09.101.0487 sht 31 | 251552 | Pfisterer | No | Switzerland |  | This assembly is suitable for use on 33/66 or 132kV unearthed supports | NPS/001/006
Overhead | Insulators | Composite Tension or Suspension Insulators | 132kV | 132kV Tension Set Assembly 120kN (Non Approach) with ball socket couplings to IEC 60120/20. (9 x 178mm Equivalent Spacing) Supplied complete with arcing horns assembly set to 1120mm gap. Drawing Number 1.09.101.0487 sht 31 | 251552 | Mosdorfer | No | China |  |  | NPS/001/006
Overhead | Insulators | Glass and Porcelain Disc Insulators | 66/132kV | Insulator, Grey Porcelain Disc285mm x 140mm, 70kN MFLStandard Anti-Fog Suspension Drawing Number 1.09.101.0485 Sheet 4 | 253616 | Allied Insulators | Yes | China | FA/S.3015 | For use on new or rebuilt 66/132kV tower lines | NPS/001/006
Overhead | Insulators | Glass and Porcelain Disc Insulators | 66/132kV | Insulator, Grey Porcelain Disc285mm x 140mm, 70kN MFLStandard Anti-Fog Suspension Drawing Number 1.09.101.0485 Sheet 4 | 253616 | Mosdorfer | No | China | 269006 | For use on new or rebuilt 66/132kV tower lines | NPS/001/006
Overhead | Insulators | Glass and Porcelain Disc Insulators | 66/132kV | Insulator, Grey Porcelain Disc285mm x 140mm, 70kN MFLStandard Anti-Fog Suspension Drawing Number 1.09.101.0485 Sheet 4 | 253616 | OHL Fittings | No | Atherstone, UK |  | For use on new or rebuilt 66/132kV tower lines | NPS/001/006
Overhead | Insulators | Glass and Porcelain Disc Insulators | 66/132kV | Insulator, Brown Porcelain Tension Disc 292mm x 178mm, 125kN MFL, (132kV lines) Drawing Number 1.09.101.0485 Sheet 8 | 253584 | Allied Insulators | Yes | China | FA/S.3022 | For use on new or rebuilt 66/132kV tower lines | NPS/001/006
Overhead | Insulators | Glass and Porcelain Disc Insulators | 66/132kV | Insulator, Brown Porcelain Tension Disc 292mm x 178mm, 125kN MFL, (132kV lines) Drawing Number 1.09.101.0485 Sheet 8 | 253584 | Mosdorfer | No | China | 269007 | For use on new or rebuilt 66/132kV tower lines | NPS/001/006
Overhead | Insulators | Glass and Porcelain Disc Insulators | 66/132kV | Insulator, Brown Porcelain Tension Disc 292mm x 178mm, 125kN MFL, (132kV lines) Drawing Number 1.09.101.0485 Sheet 8 | 253584 | OHL Fittings | No | Atherstone, UK | 41EY00 | For use on new or rebuilt 66/132kV tower lines | NPS/001/006
Overhead | Insulators | Glass and Porcelain Disc Insulators | 132kV | Insulators, Grey Porcelain Suspension Disc 318mm x 171mm, 125kN MFL Standard Anti-Fog Suspension | 216929 | Allied Insulators | Yes |  |  | For use on new or rebuilt 132kV tower lines | NPS/001/006
Overhead | Insulators | Glass and Porcelain Disc Insulators | 132kV | Insulators, Grey Porcelain Suspension Disc 318mm x 171mm, 125kN MFL Standard Anti-Fog Suspension | 216929 | Mosdorfer | No | China | 269071 |  | NPS/001/006
Overhead | Insulators | Glass and Porcelain Disc Insulators | 132kV | Insulators, Grey Porcelain Tension Disc 305mm x 178mm, 190kN MFL | 216853 | Allied Insulators | Yes | China |  | For use on new or rebuilt 132kV Zebra or Rubas tower lines | NPS/001/006
Overhead | Insulators | Glass and Porcelain Disc Insulators | 132kV | Insulators, Grey Porcelain Tension Disc 305mm x 178mm, 190kN MFL | 216853 | Mosdorfer | No | China |  |  | NPS/001/006
Overhead | Insulators | Glass and Porcelain Disc Insulators | Unknown | Insulator Brown Porcelain Tension Disc 255mm x 140mm, 80kN MFL, 16mm Ball Drawing Number 1.09.101.0484 Sheet 1 | 250533 | Allied Insulators | Yes | China |  | Not to be used for new jobs (maintenance only) | NPS/001/006
Overhead | Insulators | Glass and Porcelain Disc Insulators | Unknown | Insulator, Glass Disc 254mm x 140mm, 70kN MFL. Drawing Number 1.09.101.0484 Sheet 2 | 250529 | Allied Insulators | Yes | China | 70309 | Not to be used for new jobs (maintenance only) | NPS/001/006
Overhead | Insulators | Glass and Porcelain Disc Insulators | 66/132kV | Insulator, Glass Disc 254mm x 140mm, 70kN MFL, Standard, Anti-Fog Suspension (66/132kV lines) Drawing Number 109.101.0485 Sheet 3 | 253476 | Mosdorfer | Yes | France | 80F/140/18209 | Not to be used for new jobs (maintenance only) | NPS/001/006
Overhead | Insulators | Glass and Porcelain Disc Insulators | 66/132kV | Insulator, Glass Disc 254mm x 140mm, 70kN MFL, Standard, Anti-Fog Suspension (66/132kV lines) Drawing Number 109.101.0485 Sheet 3 | 253476 | Allied Insulators | Yes | China | FAS3025 | Not to be used for new jobs (maintenance only) | NPS/001/006
Overhead | Insulators | Glass and Porcelain Disc Insulators | 66/132kV | Insulator, Glass Disc 280mm x 178mm, 125kN MFL, (66/132kV lines) Dgn 109.101.0485 sht2 | 253584 | Mosdorfer | Yes | France | 125N/178/18028 | Not to be used for new jobs (maintenance only) | NPS/001/006
Overhead | Insulators | Glass and Porcelain Disc Insulators | 132kV | Insulators, Brown Porcelain Suspension Disc 318mm x 171mm, 125kN MFL (132kV Low Duty Insulators) | 216911 | Allied Insulators | Yes | China | FAS3051 | Not to be used for new jobs (maintenance only) | NPS/001/006
Overhead | Insulators | Glass and Porcelain Disc Insulators | 132kV | Insulators, Glass Tension Disc 305mm x 178mm, 190kN MFL (132kV Zebra or Rubas lines) | 216820 | Allied Insulators | Yes | China | FAS3110 | Not to be used for new jobs (maintenance only) | NPS/001/006
Overhead | Insulators | Glass and Porcelain Disc Insulators | 132kV | Glass Disc 280mm x 178mm, 125kN MFL, with 20mm Ball/Socket couplings (66/132kv lines) | 253438 | Allied Insulators | Yes | China | FAS3027 | Not to be used for new jobs (maintenance only) | NPS/001/006
Overhead | Insulators | Post Insulators | 66kV | Insulator, 66kV Grey Composite Line Post Complete with Single 50mm Mounting Stud. Neck Diameter 73mm (Suitable for standard 78mm Helical Fitting) Drawing Number 1.09.101.0487 Sheet 12 | 253702 Not Stocked | Pfisterer | Yes | Switzerland | 145-321-015 | (Used on CE/C/37 Terminal/section poles) | NPS/001/006
Overhead | Insulators | Post Insulators | 66kV | Insulator, 66kV Grey Composite Line Post Complete with Single 50mm Mounting Stud. Neck Diameter 73mm (Suitable for standard 78mm Helical Fitting) Drawing Number 1.09.101.0487 Sheet 12 | 253702 Not Stocked | Allied Insulators | No | China | FA/S4089 | Supplied with clamp top for conductor upto 25mm diameter & M22 x 50mm Stud | NPS/001/006
Overhead | Insulators | Post Insulators | 66kV | Insulator, 66kV Grey Composite Line Post Complete with Single 50mm Mounting Stud. Neck Diameter 73mm (Suitable for standard 78mm Helical Fitting) Drawing Number 1.09.101.0487 Sheet 12 | 253702 Not Stocked | Rebosio | No | Italy | E01177I15 (66kV Pilot Post) F02764 (50mm M22 stud) M01872 (Clamp top) Or E01177I15 (66kV Pilot Post) F02764 (50mm M22 stud) M01848/A72 (Clamp top | Insulator & Metalwork Drawing G00368I15-SA For Al Conductor Or G00368I15-SA For Cu Conductor | NPS/001/006
Overhead | Insulators | Post Insulators | 66kV | Insulator, 66kV Grey Composite Line Post with Flange Mounting (8 x 18mm holes spaced on a 225 PCD) (Replacement for OHL4 Porcelain Post). Drawing Number 1.09.101.0589 Sheet 13 | 253703 Not Stocked | Pfisterer | Yes | Switzerland | 145-131-037 |  | NPS/001/006
Overhead | Insulators | Post Insulators | 66kV | Insulator, 66kV Grey Composite Line Post with Flange Mounting (8 x 18mm holes spaced on a 225 PCD) (Replacement for OHL4 Porcelain Post). Drawing Number 1.09.101.0589 Sheet 13 | 253703 Not Stocked | Allied Insulators | No | China | FA/S4338 | Clamp Top & 4 holes on 127 PCD (OHL 4 Construction, Approved for Maintenance use only) | NPS/001/006
Overhead | Insulators | Post Insulators | 66kV | Insulator, 66kV Grey Composite Line Post with Flange Mounting (8 x 18mm holes spaced on a 225 PCD) (Replacement for OHL4 Porcelain Post). Drawing Number 1.09.101.0589 Sheet 13 | 253703 Not Stocked | Rebosio | No | Italy | E01177I15 (66 Line Post) F02761 (8 x18 pcd 225) M01872 (Clamp top) Or E01177I15(66 Line post) F02761 (8 x 18 PCD 225) M01848/A (Clamp Top) | Insulator & Metalwork Drawing G00368I15-SA For Al Conductor Or G00368I15-SA For Cu Conductor | NPS/001/006
Overhead | Insulators | Post Insulators | 66kV | Insulator, 66kV Grey Composite Station Post for Cable Support Applications (see drawing Y104L0111) ( 4 x 16mm PCD 127mm | 253704 Not Stocked | Pfisterer | Yes | South Africa | 145-131-010 | (CE/C/37 Cable Terminal support) | NPS/001/006
Overhead | Insulators | Post Insulators | 66kV | Insulator, 66kV Grey Composite Station Post for Cable Support Applications (see drawing Y104L0111) ( 4 x 16mm PCD 127mm | 253704 Not Stocked | Allied Insulators | No | China | FA/S4202 | (CE/C/37 CE/C/37 Cable terminal support) | NPS/001/006
Overhead | Insulators | Post Insulators | 66kV | Insulator, 66kV Grey Composite Station Post for Cable Support Applications (see drawing Y104L0111) ( 4 x 16mm PCD 127mm | 253704 Not Stocked | Rebosio | No | Italy | E01177I15 (66 Line Post) 4 x 16mm PCD 127 M01872 (Clamp top) or MO1848/A (Clamp top) | G00368i15-QA For al Conductor Or Copper Conductor | NPS/001/006
Overhead | Insulators | Post Insulators | Unknown | Bendable base for use with cat number 251548 Drawing Number 1.09.101.0487 Sheet 16 | 251549 | Allied Insulators | Yes | UK / Croatia | FAS4153 | (Used for OHL 9 Specification) | NPS/001/006
Overhead | Insulators | Post Insulators - Base | n/a | Bendable base for use with cat number 251548 Drawing Number 1.09.101.0487 Sheet 16 | 251549 | Allied Insulators | No | China | FA/S4153 | (Used for OHL 9 Specification) | NPS/001/006
Overhead | Insulators | Post Insulators - Base | n/a | Bendable base for use with cat number 251548 Drawing Number 1.09.101.0487 Sheet 16 | 251549 | Rebosio | No | Italy | F02751/0 | G00301/4 | NPS/001/006
Overhead | Insulators | Post Insulators - Base | n/a | Bendable base for use with cat number 251548 Drawing Number 1.09.101.0487 Sheet 16 | 251549 | Pfisterer | No | Switzerland | 138-642-076(BB) |  | NPS/001/006
Overhead | Insulators | Post Insulators | 66/132kV | Insulator, 66/132kV Grey Composite Horizontal Post insulator c/w Clamp top and trunnion (designed for poplar conductor) and supplied without bendable curved base). For use in OHL 10 constructions without base. For use in OHL9 construction where the base is required, then order cat no 251549. Drawing Number 1.09.101.0487 Sheet 16 Note all insulators are to be supplied with arcing horn assembly | 251548 Not Stocked | Allied Insulators | Yes | China | FAS4132 | (Used for OHL 10 Specification) | NPS/001/006
Overhead | Insulators | Post Insulators | 66/132kV | Insulator, 66/132kV Grey Composite Horizontal Post insulator c/w Clamp top and trunnion (designed for poplar conductor) and supplied without bendable curved base). For use in OHL 10 constructions without base. For use in OHL9 construction where the base is required, then order cat no 251549. Drawing Number 1.09.101.0487 Sheet 16 Note all insulators are to be supplied with arcing horn assembly | 251548 Not Stocked | Rebosio | No | Italy | E01074 | G00301/4 Type SB | NPS/001/006
Overhead | Insulators | Post Insulators | 66/132kV | Insulator, 66/132kV Grey Composite Horizontal Post insulator c/w Clamp top and trunnion (designed for poplar conductor) and supplied without bendable curved base). For use in OHL 10 constructions without base. For use in OHL9 construction where the base is required, then order cat no 251549. Drawing Number 1.09.101.0487 Sheet 16 Note all insulators are to be supplied with arcing horn assembly | 251548 Not Stocked | Pfisterer | No | Switzerland | 138-642-076(BB) |  | NPS/001/006
Overhead | Insulators | Post Insulators | 66/132kV | Insulator, 66/132kV Grey Composite Vertical Post complete with clamp adapter and trunnion clamp for use with poplar conductor). The insulator base shall be a flange mounting with 4 x16mm holes on a 127mm PCD. Used on OHL9 and OHL10 construction Drawing Number 1.09.101.0487 Sheet 18 Note all insulators are to be supplied with arcing horn assembly | 251551 Not Stocked | Allied Insulators | Yes | China | FAS4267 (was item 3 on FAS4134) | (Woodhouse mast replacement specification) ARCING HORNS NOW SUPPLIED SEPARATELY | NPS/001/006
Overhead | Insulators | Post Insulators | 66/132kV | Insulator, 66/132kV Grey Composite Vertical Post complete with clamp adapter and trunnion clamp for use with poplar conductor). The insulator base shall be a flange mounting with 4 x16mm holes on a 127mm PCD. Used on OHL9 and OHL10 construction Drawing Number 1.09.101.0487 Sheet 18 Note all insulators are to be supplied with arcing horn assembly | 251551 Not Stocked | Rebosio | No | Italy | E01075 | G00302/2 | NPS/001/006
Overhead | Insulators | Post Insulators | 66/132kV | Insulator, 66/132kV Grey Composite Vertical Post complete with clamp adapter and trunnion clamp for use with poplar conductor). The insulator base shall be a flange mounting with 4 x16mm holes on a 127mm PCD. Used on OHL9 and OHL10 construction Drawing Number 1.09.101.0487 Sheet 18 Note all insulators are to be supplied with arcing horn assembly | 251551 Not Stocked | Pfisterer | No | Switzerland | 138-642-066 |  | NPS/001/006
Overhead | Insulators | Post Insulators | 66/132kV | Insulator, 66/132kV Grey Composite Vertical Pilot Post complete with clamp adapter, trunnion clamp and Armour Grip rods designed for use with poplar conductor. This insulator shall be supplied c/w 300mm support stool with all connecting flanges based on 4 x16mm holes on a 127mm PCD. Note all insulators are to be supplied with arcing horn assembly Drawing Number 1.09.101.0487 Sheet 18 & sht 34 Note all insulators are to be supplied with arcing horn assembly | 251550 Not Stocked | Allied Insulators | Yes | USA | FAS4134A + FA6030 | (Woodhouse mast replacement specification) ARCING HORNS NOW SUPPLIED SEPARATELY | NPS/001/006
Overhead | Insulators | Post Insulators | 66/132kV | Insulator, 66/132kV Grey Composite Vertical Pilot Post complete with clamp adapter, trunnion clamp and Armour Grip rods designed for use with poplar conductor. This insulator shall be supplied c/w 300mm support stool with all connecting flanges based on 4 x16mm holes on a 127mm PCD. Note all insulators are to be supplied with arcing horn assembly Drawing Number 1.09.101.0487 Sheet 18 & sht 34 Note all insulators are to be supplied with arcing horn assembly | 251550 Not Stocked | Rebosio | No | Italy | FAS4267 (was item3 on FAS4134) or FAS 4240 10kN Pilot post & Stool FA6030 & Clamp/Armourods 70.10.10.7B or HSU FA6065 | G00302/2 Or E01211W10 PLP AGSR 3811417DB | NPS/001/006
Overhead | Insulators | Post Insulators | 66/132kV | Insulator, 66/132kV Grey Composite Vertical Pilot Post complete with clamp adapter, trunnion clamp and Armour Grip rods designed for use with poplar conductor. This insulator shall be supplied c/w 300mm support stool with all connecting flanges based on 4 x16mm holes on a 127mm PCD. Note all insulators are to be supplied with arcing horn assembly Drawing Number 1.09.101.0487 Sheet 18 & sht 34 Note all insulators are to be supplied with arcing horn assembly | 251550 Not Stocked | Pfisterer | No | Switzerland | 138-642-066 |  | NPS/001/006
Overhead | Insulators | Post Insulators - Arcing Horn Kits | Unknown | Polymer vertical line post insulator. Drawing Number 1.09.101.0487 Sheet 32 Note all insulators are to be supplied with arcing horn assembly | 346397 | Allied Insulators | Yes | UK / Croatia | FAS4153B (less items 5,6&7) | ARCING HORN KIT FOR VERTICAL POST INSULATOR | NPS/001/006
Overhead | Insulators | Post Insulators - Arcing Horn Kits | Unknown | Polymer vertical line post insulator. Drawing Number 1.09.101.0487 Sheet 32 Note all insulators are to be supplied with arcing horn assembly | 346397 | Rebosio | No | Italy | Ring – H00158/L0140 | ZNPG34639700 | NPS/001/006
Overhead | Insulators | Post Insulators - Arcing Horn Kits | Unknown | Horizontal line post insulator. Drawing Number 1.09.101.0487 Sheet 32 Note all insulators are to be supplied with arcing horn assembly | 346398 | Rebosio | Yes | Italy | Ring H00158/L0185 Horn H00159/LO1L75 H00160/L0680 | ZNPG34639800 | NPS/001/006
Overhead | Insulators | Post Insulators - Arcing Horn Kits | Unknown | Horizontal line post insulator. Drawing Number 1.09.101.0487 Sheet 32 Note all insulators are to be supplied with arcing horn assembly | 346398 | Allied Insulators | No | UK / Croatia | FAS4134A (less items 1,3,4&5) | ARCING HORN KIT FOR HORIZONTAL POST | NPS/001/006
Overhead | Insulators | Triggered Spark Gap | 11kV | Triggered Spark Gap Assembly, 11kV Drawing Number 1 09 101 0339 Sheet 1 | 242471 | Allied Insulators | Yes | Brazil | TT17733SK10683 |  | NPS/001/006
Overhead | Insulators | Triggered Spark Gap | 20/33kV | Triggered Spark Gap Assembly, 20 & 33kV Drawing Number 1 09 101 0339 Sheet 2 | 242537 | Allied Insulators | Yes | Brazil | 39010HC52160A |  | NPS/001/006
Overhead | Conductors | Aeiral Bundled Conductor | LV | Conductor, (ABC) 35mm2 4-Core Max Drum Width 1.02m Max Drum Weight 1000kg Max Drum Diameter 1.8m Std Drum Length 500m | 22855 | Coreal | No | Turkey |  |  | NPS/001/007 | 2019-11-21
Overhead | Conductors | Aeiral Bundled Conductor | LV | Conductor, (ABC) 35mm2 4-Core Max Drum Width 1.02m Max Drum Weight 1000kg Max Drum Diameter 1.8m Std Drum Length 500m | 22855 | Tratos | Yes | Italy |  |  | NPS/001/007
Overhead | Conductors | Aeiral Bundled Conductor | LV | Conductor, (ABC) 35mm2 4-Core Max Drum Width 1.02m Max Drum Weight 1000kg Max Drum Diameter 1.8m Std Drum Length 500m | 22855 | Copper Cable Company | No | Poland |  |  | NPS/001/007
Overhead | Conductors | Aeiral Bundled Conductor | LV | Conductor, (ABC) 70mm2, 4-Core Max Drum Width 1.02m Max Drum Weight 1000kg Max Drum Diameter 1.8m Std Drum Length 500m | 226031 | Coreal | No | Turkey |  |  | NPS/001/007 | 2019-11-21
Overhead | Conductors | Aeiral Bundled Conductor | LV | Conductor, (ABC) 70mm2, 4-Core Max Drum Width 1.02m Max Drum Weight 1000kg Max Drum Diameter 1.8m Std Drum Length 500m | 226031 | Tratos | Yes | Italy |  |  | NPS/001/007
Overhead | Conductors | Aeiral Bundled Conductor | LV | Conductor, (ABC) 70mm2, 4-Core Max Drum Width 1.02m Max Drum Weight 1000kg Max Drum Diameter 1.8m Std Drum Length 500m | 226031 | Copper Cable Company | No | Poland |  |  | NPS/001/007
Overhead | Conductors | Aeiral Bundled Conductor | LV | Conductor, (ABC) 120mm2, 4-Core Max Drum Width 1.02m Max Drum Weight 1000kg Max Drum Diameter 1.8m Std Drum Length 500m | 226021 | Coreal | No | Turkey |  |  | NPS/001/007 | 2019-11-21
Overhead | Conductors | Aeiral Bundled Conductor | LV | Conductor, (ABC) 120mm2, 4-Core Max Drum Width 1.02m Max Drum Weight 1000kg Max Drum Diameter 1.8m Std Drum Length 500m | 226021 | Tratos | Yes | Italy |  |  | NPS/001/007
Overhead | Conductors | Aeiral Bundled Conductor | LV | Conductor, (ABC) 120mm2, 4-Core Max Drum Width 1.02m Max Drum Weight 1000kg Max Drum Diameter 1.8m Std Drum Length 500m | 226021 | Copper Cable Company | No | Poland |  |  | NPS/001/007
Overhead | Conductors | Aeiral Bundled Conductor | LV | Conductor, (ABC) 120mm2, 4-Core plus 25mm Earth Continuity Conductor Max Drum Width 1.02m Max Drum Weight 1000kg Max Drum Diameter 1.8m Std Drum Length 500m | 226030 | Coreal | No | Turkey |  |  | NPS/001/007 | 2019-11-21
Overhead | Conductors | Aeiral Bundled Conductor | LV | Conductor, (ABC) 120mm2, 4-Core plus 25mm Earth Continuity Conductor Max Drum Width 1.02m Max Drum Weight 1000kg Max Drum Diameter 1.8m Std Drum Length 500m | 226030 | Tratos | Yes | Italy |  |  | NPS/001/007
Overhead | Conductors | Aeiral Bundled Conductor | LV | Conductor, (ABC) 120mm2, 4-Core plus 25mm Earth Continuity Conductor Max Drum Width 1.02m Max Drum Weight 1000kg Max Drum Diameter 1.8m Std Drum Length 500m | 226030 | Copper Cable Company | No | Poland |  |  | NPS/001/007
Overhead | Conductors | Aluminium | N/A | Conductor, (AAAC), 50mm2, 'Hazel' (7/3.30mm) Greased to L38 Cat 4 Standard Drum length 1500m | 226233 | Coreal | No | Turkey |  |  | NPS/001/007 | 2019-11-21
Overhead | Conductors | Aluminium | N/A | Conductor, (AAAC), 50mm2, 'Hazel' (7/3.30mm) Greased to L38 Cat 4 Standard Drum length 1500m | 226233 | Copper Cable Company | Yes | Poland |  |  | NPS/001/007
Overhead | Conductors | Aluminium | N/A | Conductor, (AAAC), 50mm2, 'Hazel' (7/3.30mm) Greased to L38 Cat 4 Standard Drum length 1500m | 226233 | Cabelte | Yes | Spain |  |  | NPS/001/007
Overhead | Conductors | Aluminium | N/A | Conductor, (AAAC), 50mm2, 'Hazel' (7/3.30mm) Greased to L38 Cat 4 Standard Drum length 1500m | 226233 | Allied Conductor | No | Hale, Germany |  |  | NPS/001/007
Overhead | Conductors | Aluminium | N/A | Conductor, (AAAC), 50mm2, 'Hazel' (7/3.30mm) Greased to L38 Cat 4 Standard Drum length 1500m | 226233 | Quintas and Quintas | No | Portugal |  |  | NPS/001/007
Overhead | Conductors | Aluminium | N/A | Conductor, (AAAC), 50mm2, 'Hazel' (7/3.30mm) Greased to L38 Cat 4 Standard Drum length 1500m | 226233 | Horten Aluminium | No | Norway |  |  | NPS/001/007
Overhead | Conductors | Aluminium | N/A | Conductor, (AAAC), 50mm2, 'Hazel' (7/3.30mm) Greased to L38 Cat 4 Standard Drum length 1500m | 226233 | Pirelli | No | Hungary |  |  | NPS/001/007
Overhead | Conductors | Aluminium | N/A | Conductor, (AAAC), 50mm2, 'Hazel' (7/3.30mm) Greased to L38 Cat 4 Standard Drum length 1500m | 226233 | Lumpi | No | Austria |  |  | NPS/001/007
Overhead | Conductors | Aluminium | N/A | Conductor, (AAAC), 50mm2, 'Hazel' (7/3.30mm) Greased to L38 Cat 4 Standard Drum length 1500m | 226233 | Lamifil | No | Belgium |  |  | NPS/001/007
Overhead | Conductors | Aluminium | N/A | Conductor, (AAAC), 50mm2, 'Hazel' (7/3.30mm) Greased to L38 Cat 4 Standard Drum length 1500m | 226233 | Midal | No | Bahrain |  |  | NPS/001/007
Overhead | Conductors | Aluminium | N/A | Conductor, (AAAC), 100mm2, 'Oak' (7/4.65,mm) Greased to L38 Cat 4 Standard Drum Length 1500m | 226248 | Coreal | No | Turkey |  |  | NPS/001/007 | 2019-11-21
Overhead | Conductors | Aluminium | N/A | Conductor, (AAAC), 100mm2, 'Oak' (7/4.65,mm) Greased to L38 Cat 4 Standard Drum Length 1500m | 226248 | Copper Cable Company | Yes | Poland |  |  | NPS/001/007
Overhead | Conductors | Aluminium | N/A | Conductor, (AAAC), 100mm2, 'Oak' (7/4.65,mm) Greased to L38 Cat 4 Standard Drum Length 1500m | 226248 | Allied Conductor | No | Hale, Germany |  |  | NPS/001/007
Overhead | Conductors | Aluminium | N/A | Conductor, (AAAC), 100mm2, 'Oak' (7/4.65,mm) Greased to L38 Cat 4 Standard Drum Length 1500m | 226248 | Quintas and Quintas | No | Portugal |  |  | NPS/001/007
Overhead | Conductors | Aluminium | N/A | Conductor, (AAAC), 100mm2, 'Oak' (7/4.65,mm) Greased to L38 Cat 4 Standard Drum Length 1500m | 226248 | Horten Aluminium | No | Norway |  |  | NPS/001/007
Overhead | Conductors | Aluminium | N/A | Conductor, (AAAC), 100mm2, 'Oak' (7/4.65,mm) Greased to L38 Cat 4 Standard Drum Length 1500m | 226248 | Pirelli | No | Hungary |  |  | NPS/001/007
Overhead | Conductors | Aluminium | N/A | Conductor, (AAAC), 100mm2, 'Oak' (7/4.65,mm) Greased to L38 Cat 4 Standard Drum Length 1500m | 226248 | Lumpi | No | Austria |  |  | NPS/001/007
Overhead | Conductors | Aluminium | N/A | Conductor, (AAAC), 100mm2, 'Oak' (7/4.65,mm) Greased to L38 Cat 4 Standard Drum Length 1500m | 226248 | Lamifil | No | Belgium |  |  | NPS/001/007
Overhead | Conductors | Aluminium | N/A | Conductor, (AAAC), 100mm2, 'Oak' (7/4.65,mm) Greased to L38 Cat 4 Standard Drum Length 1500m | 226248 | Midal | No | Bahrain |  |  | NPS/001/007
Overhead | Conductors | Aluminium | N/A | Conductor, (AAAC), 175mm2, 'Elm' (19/3.76mm) Greased to L38 Cat 3 Standard Drum Length 1000m | 226252 | Coreal | No | Turkey |  |  | NPS/001/007 | 2019-11-21
Overhead | Conductors | Aluminium | N/A | Conductor, (AAAC), 175mm2, 'Elm' (19/3.76mm) Greased to L38 Cat 3 Standard Drum Length 1000m | 226252 | Copper Cable Company | Yes | Poland |  |  | NPS/001/007
Overhead | Conductors | Aluminium | N/A | Conductor, (AAAC), 175mm2, 'Elm' (19/3.76mm) Greased to L38 Cat 3 Standard Drum Length 1000m | 226252 | Cabelte | Yes | Spain |  |  | NPS/001/007
Overhead | Conductors | Aluminium | N/A | Conductor, (AAAC), 175mm2, 'Elm' (19/3.76mm) Greased to L38 Cat 3 Standard Drum Length 1000m | 226252 | Allied Conductor | No | Hale, Germany |  |  | NPS/001/007
Overhead | Conductors | Aluminium | N/A | Conductor, (AAAC), 175mm2, 'Elm' (19/3.76mm) Greased to L38 Cat 3 Standard Drum Length 1000m | 226252 | Quintas and Quintas | No | Portugal |  |  | NPS/001/007
Overhead | Conductors | Aluminium | N/A | Conductor, (AAAC), 175mm2, 'Elm' (19/3.76mm) Greased to L38 Cat 3 Standard Drum Length 1000m | 226252 | Horten Aluminium | No | Norway |  |  | NPS/001/007
Overhead | Conductors | Aluminium | N/A | Conductor, (AAAC), 175mm2, 'Elm' (19/3.76mm) Greased to L38 Cat 3 Standard Drum Length 1000m | 226252 | Pirelli | No | Hungary |  |  | NPS/001/007
Overhead | Conductors | Aluminium | N/A | Conductor, (AAAC), 175mm2, 'Elm' (19/3.76mm) Greased to L38 Cat 3 Standard Drum Length 1000m | 226252 | Lumpi | No | Austria |  |  | NPS/001/007
Overhead | Conductors | Aluminium | N/A | Conductor, (AAAC), 175mm2, 'Elm' (19/3.76mm) Greased to L38 Cat 3 Standard Drum Length 1000m | 226252 | Lamifil | No | Belgium |  |  | NPS/001/007
Overhead | Conductors | Aluminium | N/A | Conductor, (AAAC), 175mm2, 'Elm' (19/3.76mm) Greased to L38 Cat 3 Standard Drum Length 1000m | 226252 | Midal | No | Bahrain |  |  | NPS/001/007
Overhead | Conductors | Aluminium | N/A | Conductor, (AAAC), 200mm2, 'Poplar' (37/2.87mm) Greased to L38 Cat 3 Standard Drum Length 1000m | 20859 | Coreal | No | Turkey |  |  | NPS/001/007 | 2019-11-21
Overhead | Conductors | Aluminium | N/A | Conductor, (AAAC), 200mm2, 'Poplar' (37/2.87mm) Greased to L38 Cat 3 Standard Drum Length 1000m | 20859 | Copper Cable Company | Yes | Poland |  |  | NPS/001/007
Overhead | Conductors | Aluminium | N/A | Conductor, (AAAC), 200mm2, 'Poplar' (37/2.87mm) Greased to L38 Cat 3 Standard Drum Length 1000m | 20859 | Cabelte | Yes | Spain |  |  | NPS/001/007
Overhead | Conductors | Aluminium | N/A | Conductor, (AAAC), 200mm2, 'Poplar' (37/2.87mm) Greased to L38 Cat 3 Standard Drum Length 1000m | 20859 | Allied Conductor | No | Hale, Germany |  |  | NPS/001/007
Overhead | Conductors | Aluminium | N/A | Conductor, (AAAC), 200mm2, 'Poplar' (37/2.87mm) Greased to L38 Cat 3 Standard Drum Length 1000m | 20859 | Quintas and Quintas | No | Portugal |  |  | NPS/001/007
Overhead | Conductors | Aluminium | N/A | Conductor, (AAAC), 200mm2, 'Poplar' (37/2.87mm) Greased to L38 Cat 3 Standard Drum Length 1000m | 20859 | Horten Aluminium | No | Norway |  |  | NPS/001/007
Overhead | Conductors | Aluminium | N/A | Conductor, (AAAC), 200mm2, 'Poplar' (37/2.87mm) Greased to L38 Cat 3 Standard Drum Length 1000m | 20859 | Pirelli | No | Hungary |  |  | NPS/001/007
Overhead | Conductors | Aluminium | N/A | Conductor, (AAAC), 200mm2, 'Poplar' (37/2.87mm) Greased to L38 Cat 3 Standard Drum Length 1000m | 20859 | Lumpi | No | Austria |  |  | NPS/001/007
Overhead | Conductors | Aluminium | N/A | Conductor, (AAAC), 200mm2, 'Poplar' (37/2.87mm) Greased to L38 Cat 3 Standard Drum Length 1000m | 20859 | Lamifil | No | Belgium |  |  | NPS/001/007
Overhead | Conductors | Aluminium | N/A | Conductor, (AAAC), 200mm2, 'Poplar' (37/2.87mm) Greased to L38 Cat 3 Standard Drum Length 1000m | 20859 | Midal | No | Bahrain |  |  | NPS/001/007
Overhead | Conductors | Aluminium | N/A | Conductor, (AAAC), 300mm2, ‘Upas’ (37/3.53mm) Greased to L38 Cat 3 Drum Length (OAR) | 226253 | Coreal | No | Turkey |  |  | NPS/001/007 | 2019-11-21
Overhead | Conductors | Aluminium | N/A | Conductor, (AAAC), 300mm2, ‘Upas’ (37/3.53mm) Greased to L38 Cat 3 Drum Length (OAR) | 226253 | Copper Cable Company | Yes | Poland |  |  | NPS/001/007
Overhead | Conductors | Aluminium | N/A | Conductor, (AAAC), 300mm2, ‘Upas’ (37/3.53mm) Greased to L38 Cat 3 Drum Length (OAR) | 226253 | Cabelte | Yes | Spain |  |  | NPS/001/007
Overhead | Conductors | Aluminium | N/A | Conductor, (AAAC), 300mm2, ‘Upas’ (37/3.53mm) Greased to L38 Cat 3 Drum Length (OAR) | 226253 | Allied Conductor | No | Hale, Germany |  |  | NPS/001/007
Overhead | Conductors | Aluminium | N/A | Conductor, (AAAC), 300mm2, ‘Upas’ (37/3.53mm) Greased to L38 Cat 3 Drum Length (OAR) | 226253 | Quintas and Quintas | No | Portugal |  |  | NPS/001/007
Overhead | Conductors | Aluminium | N/A | Conductor, (AAAC), 300mm2, ‘Upas’ (37/3.53mm) Greased to L38 Cat 3 Drum Length (OAR) | 226253 | Horten Aluminium | No | Norway |  |  | NPS/001/007
Overhead | Conductors | Aluminium | N/A | Conductor, (AAAC), 300mm2, ‘Upas’ (37/3.53mm) Greased to L38 Cat 3 Drum Length (OAR) | 226253 | Pirelli | No | Hungary |  |  | NPS/001/007
Overhead | Conductors | Aluminium | N/A | Conductor, (AAAC), 300mm2, ‘Upas’ (37/3.53mm) Greased to L38 Cat 3 Drum Length (OAR) | 226253 | Lumpi | No | Austria |  |  | NPS/001/007
Overhead | Conductors | Aluminium | N/A | Conductor, (AAAC), 300mm2, ‘Upas’ (37/3.53mm) Greased to L38 Cat 3 Drum Length (OAR) | 226253 | Lamifil | No | Belgium |  |  | NPS/001/007
Overhead | Conductors | Aluminium | N/A | Conductor, (AAAC), 300mm2, ‘Upas’ (37/3.53mm) Greased to L38 Cat 3 Drum Length (OAR) | 226253 | Midal | No | Bahrain |  |  | NPS/001/007
Overhead | Conductors | Aluminium | N/A | Conductor, (AAAC), 500 mm2 ‘Rubus’ (16/3.5 mm) Greased to L38 Cat 3 Drum Length (OAR) | 226254 | Coreal | No | Turkey |  |  | NPS/001/007 | 2019-11-21
Overhead | Conductors | Aluminium | N/A | Conductor, (AAAC), 500 mm2 ‘Rubus’ (16/3.5 mm) Greased to L38 Cat 3 Drum Length (OAR) | 226254 | Copper Cable Company | Yes | Poland |  |  | NPS/001/007
Overhead | Conductors | Aluminium | N/A | Conductor, (AAAC), 500 mm2 ‘Rubus’ (16/3.5 mm) Greased to L38 Cat 3 Drum Length (OAR) | 226254 | Cabelte | Yes | Spain |  |  | NPS/001/007
Overhead | Conductors | Aluminium | N/A | Conductor, (AAAC), 500 mm2 ‘Rubus’ (16/3.5 mm) Greased to L38 Cat 3 Drum Length (OAR) | 226254 | Allied Conductor | No | Hale, Germany |  |  | NPS/001/007
Overhead | Conductors | Aluminium | N/A | Conductor, (AAAC), 500 mm2 ‘Rubus’ (16/3.5 mm) Greased to L38 Cat 3 Drum Length (OAR) | 226254 | Quintas and Quintas | No | Portugal |  |  | NPS/001/007
Overhead | Conductors | Aluminium | N/A | Conductor, (AAAC), 500 mm2 ‘Rubus’ (16/3.5 mm) Greased to L38 Cat 3 Drum Length (OAR) | 226254 | Horten Aluminium | No | Norway |  |  | NPS/001/007
Overhead | Conductors | Aluminium | N/A | Conductor, (AAAC), 500 mm2 ‘Rubus’ (16/3.5 mm) Greased to L38 Cat 3 Drum Length (OAR) | 226254 | Pirelli | No | Hungary |  |  | NPS/001/007
Overhead | Conductors | Aluminium | N/A | Conductor, (AAAC), 500 mm2 ‘Rubus’ (16/3.5 mm) Greased to L38 Cat 3 Drum Length (OAR) | 226254 | Lumpi | No | Austria |  |  | NPS/001/007
Overhead | Conductors | Aluminium | N/A | Conductor, (AAAC), 500 mm2 ‘Rubus’ (16/3.5 mm) Greased to L38 Cat 3 Drum Length (OAR) | 226254 | Lamifil | No | Belgium |  |  | NPS/001/007
Overhead | Conductors | Aluminium | N/A | Conductor, (AAAC), 500 mm2 ‘Rubus’ (16/3.5 mm) Greased to L38 Cat 3 Drum Length (OAR) | 226254 | Midal | No | Bahrain |  |  | NPS/001/007
Overhead | Conductors | Aluminium | N/A | Conductor, (AACSR), 160mm2 ‘Keziah’ (30+7/2.79mm) Greased to L38 Cat 3 Drum Length (OAR) | 221031 | Coreal | No | Turkey |  |  | NPS/001/007 | 2019-11-21
Overhead | Conductors | Aluminium | N/A | Conductor, (AACSR), 160mm2 ‘Keziah’ (30+7/2.79mm) Greased to L38 Cat 3 Drum Length (OAR) | 221031 | Copper Cable Company | Yes | Poland |  |  | NPS/001/007
Overhead | Conductors | Aluminium | N/A | Conductor, (AACSR), 160mm2 ‘Keziah’ (30+7/2.79mm) Greased to L38 Cat 3 Drum Length (OAR) | 221031 | Cabelte | Yes | Spain |  |  | NPS/001/007
Overhead | Conductors | Aluminium | N/A | Conductor, (AACSR), 160mm2 ‘Keziah’ (30+7/2.79mm) Greased to L38 Cat 3 Drum Length (OAR) | 221031 | Allied Conductor | No | Hale, Germany |  |  | NPS/001/007
Overhead | Conductors | Aluminium | N/A | Conductor, (AACSR), 160mm2 ‘Keziah’ (30+7/2.79mm) Greased to L38 Cat 3 Drum Length (OAR) | 221031 | Quintas and Quintas | No | Portugal |  |  | NPS/001/007
Overhead | Conductors | Aluminium | N/A | Conductor, (AACSR), 160mm2 ‘Keziah’ (30+7/2.79mm) Greased to L38 Cat 3 Drum Length (OAR) | 221031 | Horten Aluminium | No | Norway |  |  | NPS/001/007
Overhead | Conductors | Aluminium | N/A | Conductor, (AACSR), 160mm2 ‘Keziah’ (30+7/2.79mm) Greased to L38 Cat 3 Drum Length (OAR) | 221031 | Pirelli | No | Hungary |  |  | NPS/001/007
Overhead | Conductors | Aluminium | N/A | Conductor, (AACSR), 160mm2 ‘Keziah’ (30+7/2.79mm) Greased to L38 Cat 3 Drum Length (OAR) | 221031 | Lumpi | No | Austria |  |  | NPS/001/007
Overhead | Conductors | Aluminium | N/A | Conductor, (AACSR), 160mm2 ‘Keziah’ (30+7/2.79mm) Greased to L38 Cat 3 Drum Length (OAR) | 221031 | Lamifil | No | Belgium |  |  | NPS/001/007
Overhead | Conductors | Aluminium | N/A | Conductor, (AACSR), 160mm2 ‘Keziah’ (30+7/2.79mm) Greased to L38 Cat 3 Drum Length (OAR) | 221031 | Midal | No | Bahrain |  |  | NPS/001/007
Overhead | Conductors | Aluminium | N/A | Conductor, (ACSR), 70mm2 ‘Horse’ (12+7 /2.79mm) Greased to L38 Cat 3 Standard Drum Length 1000m | 226515 | Coreal | No | Turkey |  |  | NPS/001/007 | 2019-11-21
Overhead | Conductors | Aluminium | N/A | Conductor, (ACSR), 70mm2 ‘Horse’ (12+7 /2.79mm) Greased to L38 Cat 3 Standard Drum Length 1000m | 226515 | Copper Cable Company | Yes | Poland |  |  | NPS/001/007
Overhead | Conductors | Aluminium | N/A | Conductor, (ACSR), 70mm2 ‘Horse’ (12+7 /2.79mm) Greased to L38 Cat 3 Standard Drum Length 1000m | 226515 | Cabelte | Yes | Spain |  |  | NPS/001/007
Overhead | Conductors | Aluminium | N/A | Conductor, (ACSR), 70mm2 ‘Horse’ (12+7 /2.79mm) Greased to L38 Cat 3 Standard Drum Length 1000m | 226515 | Allied Conductor | No | Hale, Germany |  |  | NPS/001/007
Overhead | Conductors | Aluminium | N/A | Conductor, (ACSR), 70mm2 ‘Horse’ (12+7 /2.79mm) Greased to L38 Cat 3 Standard Drum Length 1000m | 226515 | Quintas and Quintas | No | Portugal |  |  | NPS/001/007
Overhead | Conductors | Aluminium | N/A | Conductor, (ACSR), 70mm2 ‘Horse’ (12+7 /2.79mm) Greased to L38 Cat 3 Standard Drum Length 1000m | 226515 | Horten Aluminium | No | Norway |  |  | NPS/001/007
Overhead | Conductors | Aluminium | N/A | Conductor, (ACSR), 70mm2 ‘Horse’ (12+7 /2.79mm) Greased to L38 Cat 3 Standard Drum Length 1000m | 226515 | Pirelli | No | Hungary |  |  | NPS/001/007
Overhead | Conductors | Aluminium | N/A | Conductor, (ACSR), 70mm2 ‘Horse’ (12+7 /2.79mm) Greased to L38 Cat 3 Standard Drum Length 1000m | 226515 | Lumpi | No | Austria |  |  | NPS/001/007
Overhead | Conductors | Aluminium | N/A | Conductor, (ACSR), 70mm2 ‘Horse’ (12+7 /2.79mm) Greased to L38 Cat 3 Standard Drum Length 1000m | 226515 | Lamifil | No | Belgium |  |  | NPS/001/007
Overhead | Conductors | Aluminium | N/A | Conductor, (ACSR), 70mm2 ‘Horse’ (12+7 /2.79mm) Greased to L38 Cat 3 Standard Drum Length 1000m | 226515 | Midal | No | Bahrain |  |  | NPS/001/007
Overhead | Conductors | Aluminium | N/A | Conductor, (ACSR), 175mm2 ‘Lynx’ (30+7 /2.79mm) Greased to L38 Cat 3 Drum Length (OAR) | 226568 | Coreal | No | Turkey |  |  | NPS/001/007 | 2019-11-21
Overhead | Conductors | Aluminium | N/A | Conductor, (ACSR), 175mm2 ‘Lynx’ (30+7 /2.79mm) Greased to L38 Cat 3 Drum Length (OAR) | 226568 | Copper Cable Company | Yes | Poland |  |  | NPS/001/007
Overhead | Conductors | Aluminium | N/A | Conductor, (ACSR), 175mm2 ‘Lynx’ (30+7 /2.79mm) Greased to L38 Cat 3 Drum Length (OAR) | 226568 | Cabelte | Yes | Spain |  |  | NPS/001/007
Overhead | Conductors | Aluminium | N/A | Conductor, (ACSR), 175mm2 ‘Lynx’ (30+7 /2.79mm) Greased to L38 Cat 3 Drum Length (OAR) | 226568 | Allied Conductor | No | Hale, Germany |  |  | NPS/001/007
Overhead | Conductors | Aluminium | N/A | Conductor, (ACSR), 175mm2 ‘Lynx’ (30+7 /2.79mm) Greased to L38 Cat 3 Drum Length (OAR) | 226568 | Quintas and Quintas | No | Portugal |  |  | NPS/001/007
Overhead | Conductors | Aluminium | N/A | Conductor, (ACSR), 175mm2 ‘Lynx’ (30+7 /2.79mm) Greased to L38 Cat 3 Drum Length (OAR) | 226568 | Horten Aluminium | No | Norway |  |  | NPS/001/007
Overhead | Conductors | Aluminium | N/A | Conductor, (ACSR), 175mm2 ‘Lynx’ (30+7 /2.79mm) Greased to L38 Cat 3 Drum Length (OAR) | 226568 | Pirelli | No | Hungary |  |  | NPS/001/007
Overhead | Conductors | Aluminium | N/A | Conductor, (ACSR), 175mm2 ‘Lynx’ (30+7 /2.79mm) Greased to L38 Cat 3 Drum Length (OAR) | 226568 | Lumpi | No | Austria |  |  | NPS/001/007
Overhead | Conductors | Aluminium | N/A | Conductor, (ACSR), 175mm2 ‘Lynx’ (30+7 /2.79mm) Greased to L38 Cat 3 Drum Length (OAR) | 226568 | Lamifil | No | Belgium |  |  | NPS/001/007
Overhead | Conductors | Aluminium | N/A | Conductor, (ACSR), 175mm2 ‘Lynx’ (30+7 /2.79mm) Greased to L38 Cat 3 Drum Length (OAR) | 226568 | Midal | No | Bahrain |  |  | NPS/001/007
Overhead | Conductors | Aluminium | N/A | Conductor, (ACSR), 100mm2 ‘ Dog’ 6/ 4.72+7 /1.57mm Greased to L38 Cat 3 Standard Drum Length 1000m | 226534 | Coreal | No | Turkey |  |  | NPS/001/007 | 2019-11-21
Overhead | Conductors | Aluminium | N/A | Conductor, (ACSR), 100mm2 ‘ Dog’ 6/ 4.72+7 /1.57mm Greased to L38 Cat 3 Standard Drum Length 1000m | 226534 | Copper Cable Company | Yes | Poland |  |  | NPS/001/007
Overhead | Conductors | Aluminium | N/A | Conductor, (ACSR), 100mm2 ‘ Dog’ 6/ 4.72+7 /1.57mm Greased to L38 Cat 3 Standard Drum Length 1000m | 226534 | Cabelte | Yes | Spain |  |  | NPS/001/007
Overhead | Conductors | Aluminium | N/A | Conductor, (ACSR), 100mm2 ‘ Dog’ 6/ 4.72+7 /1.57mm Greased to L38 Cat 3 Standard Drum Length 1000m | 226534 | Allied Conductor | No | Hale, Germany |  |  | NPS/001/007
Overhead | Conductors | Aluminium | N/A | Conductor, (ACSR), 100mm2 ‘ Dog’ 6/ 4.72+7 /1.57mm Greased to L38 Cat 3 Standard Drum Length 1000m | 226534 | Quintas and Quintas | No | Portugal |  |  | NPS/001/007
Overhead | Conductors | Aluminium | N/A | Conductor, (ACSR), 100mm2 ‘ Dog’ 6/ 4.72+7 /1.57mm Greased to L38 Cat 3 Standard Drum Length 1000m | 226534 | Horten Aluminium | No | Norway |  |  | NPS/001/007
Overhead | Conductors | Aluminium | N/A | Conductor, (ACSR), 100mm2 ‘ Dog’ 6/ 4.72+7 /1.57mm Greased to L38 Cat 3 Standard Drum Length 1000m | 226534 | Pirelli | No | Hungary |  |  | NPS/001/007
Overhead | Conductors | Aluminium | N/A | Conductor, (ACSR), 100mm2 ‘ Dog’ 6/ 4.72+7 /1.57mm Greased to L38 Cat 3 Standard Drum Length 1000m | 226534 | Lumpi | No | Austria |  |  | NPS/001/007
Overhead | Conductors | Aluminium | N/A | Conductor, (ACSR), 100mm2 ‘ Dog’ 6/ 4.72+7 /1.57mm Greased to L38 Cat 3 Standard Drum Length 1000m | 226534 | Lamifil | No | Belgium |  |  | NPS/001/007
Overhead | Conductors | Aluminium | N/A | Conductor, (ACSR), 100mm2 ‘ Dog’ 6/ 4.72+7 /1.57mm Greased to L38 Cat 3 Standard Drum Length 1000m | 226534 | Midal | No | Bahrain |  |  | NPS/001/007
Overhead | Conductors | Aluminium | N/A | Conductor, (ACSR), 150mm2 ‘Dingo’ (18+1 /3.35mm) Greased to L38 Cat 3 Standard Drum Length 1000m | 226553 | Coreal | No | Turkey |  |  | NPS/001/007 | 2019-11-21
Overhead | Conductors | Aluminium | N/A | Conductor, (ACSR), 150mm2 ‘Dingo’ (18+1 /3.35mm) Greased to L38 Cat 3 Standard Drum Length 1000m | 226553 | Copper Cable Company | Yes | Poland |  |  | NPS/001/007
Overhead | Conductors | Aluminium | N/A | Conductor, (ACSR), 150mm2 ‘Dingo’ (18+1 /3.35mm) Greased to L38 Cat 3 Standard Drum Length 1000m | 226553 | Cabelte | Yes | Spain |  |  | NPS/001/007
Overhead | Conductors | Aluminium | N/A | Conductor, (ACSR), 150mm2 ‘Dingo’ (18+1 /3.35mm) Greased to L38 Cat 3 Standard Drum Length 1000m | 226553 | Allied Conductor | No | Hale, Germany |  |  | NPS/001/007
Overhead | Conductors | Aluminium | N/A | Conductor, (ACSR), 150mm2 ‘Dingo’ (18+1 /3.35mm) Greased to L38 Cat 3 Standard Drum Length 1000m | 226553 | Quintas and Quintas | No | Portugal |  |  | NPS/001/007
Overhead | Conductors | Aluminium | N/A | Conductor, (ACSR), 150mm2 ‘Dingo’ (18+1 /3.35mm) Greased to L38 Cat 3 Standard Drum Length 1000m | 226553 | Horten Aluminium | No | Norway |  |  | NPS/001/007
Overhead | Conductors | Aluminium | N/A | Conductor, (ACSR), 150mm2 ‘Dingo’ (18+1 /3.35mm) Greased to L38 Cat 3 Standard Drum Length 1000m | 226553 | Pirelli | No | Hungary |  |  | NPS/001/007
Overhead | Conductors | Aluminium | N/A | Conductor, (ACSR), 150mm2 ‘Dingo’ (18+1 /3.35mm) Greased to L38 Cat 3 Standard Drum Length 1000m | 226553 | Lumpi | No | Austria |  |  | NPS/001/007
Overhead | Conductors | Aluminium | N/A | Conductor, (ACSR), 150mm2 ‘Dingo’ (18+1 /3.35mm) Greased to L38 Cat 3 Standard Drum Length 1000m | 226553 | Lamifil | No | Belgium |  |  | NPS/001/007
Overhead | Conductors | Aluminium | N/A | Conductor, (ACSR), 150mm2 ‘Dingo’ (18+1 /3.35mm) Greased to L38 Cat 3 Standard Drum Length 1000m | 226553 | Midal | No | Bahrain |  |  | NPS/001/007
Overhead | Conductors | Aluminium | N/A | Conductor, (ACSR), 150mm 2 ‘ Wolf’ (30+7/2.59mm ) Greased to L38 Cat 3 Standard Drum Length 1000m | 226549 | Coreal | No | Turkey |  |  | NPS/001/007 | 2019-11-21
Overhead | Conductors | Aluminium | N/A | Conductor, (ACSR), 150mm 2 ‘ Wolf’ (30+7/2.59mm ) Greased to L38 Cat 3 Standard Drum Length 1000m | 226549 | Copper Cable Company | Yes | Poland |  |  | NPS/001/007
Overhead | Conductors | Aluminium | N/A | Conductor, (ACSR), 150mm 2 ‘ Wolf’ (30+7/2.59mm ) Greased to L38 Cat 3 Standard Drum Length 1000m | 226549 | Cabelte | Yes | Spain |  |  | NPS/001/007
Overhead | Conductors | Aluminium | N/A | Conductor, (ACSR), 150mm 2 ‘ Wolf’ (30+7/2.59mm ) Greased to L38 Cat 3 Standard Drum Length 1000m | 226549 | Allied Conductor | No | Hale, Germany |  |  | NPS/001/007
Overhead | Conductors | Aluminium | N/A | Conductor, (ACSR), 150mm 2 ‘ Wolf’ (30+7/2.59mm ) Greased to L38 Cat 3 Standard Drum Length 1000m | 226549 | Quintas and Quintas | No | Portugal |  |  | NPS/001/007
Overhead | Conductors | Aluminium | N/A | Conductor, (ACSR), 150mm 2 ‘ Wolf’ (30+7/2.59mm ) Greased to L38 Cat 3 Standard Drum Length 1000m | 226549 | Horten Aluminium | No | Norway |  |  | NPS/001/007
Overhead | Conductors | Aluminium | N/A | Conductor, (ACSR), 150mm 2 ‘ Wolf’ (30+7/2.59mm ) Greased to L38 Cat 3 Standard Drum Length 1000m | 226549 | Pirelli | No | Hungary |  |  | NPS/001/007
Overhead | Conductors | Aluminium | N/A | Conductor, (ACSR), 150mm 2 ‘ Wolf’ (30+7/2.59mm ) Greased to L38 Cat 3 Standard Drum Length 1000m | 226549 | Lumpi | No | Austria |  |  | NPS/001/007
Overhead | Conductors | Aluminium | N/A | Conductor, (ACSR), 150mm 2 ‘ Wolf’ (30+7/2.59mm ) Greased to L38 Cat 3 Standard Drum Length 1000m | 226549 | Lamifil | No | Belgium |  |  | NPS/001/007
Overhead | Conductors | Aluminium | N/A | Conductor, (ACSR), 150mm 2 ‘ Wolf’ (30+7/2.59mm ) Greased to L38 Cat 3 Standard Drum Length 1000m | 226549 | Midal | No | Bahrain |  |  | NPS/001/007
Overhead | Conductors | Aluminium | N/A | Conductor, (ACSR), Compacted 175mm2 ‘Caracal’ (18/3.61+1/3.61mm) Greased To Category 3 Drum Length (OAR) | 220627 | Coreal | No | Turkey |  |  | NPS/001/007 | 2019-11-21
Overhead | Conductors | Aluminium | N/A | Conductor, (ACSR), Compacted 175mm2 ‘Caracal’ (18/3.61+1/3.61mm) Greased To Category 3 Drum Length (OAR) | 220627 | Copper Cable Company | Yes | Poland |  |  | NPS/001/007
Overhead | Conductors | Aluminium | N/A | Conductor, (ACSR), Compacted 175mm2 ‘Caracal’ (18/3.61+1/3.61mm) Greased To Category 3 Drum Length (OAR) | 220627 | Cabelte | Yes | Spain |  |  | NPS/001/007
Overhead | Conductors | Aluminium | N/A | Conductor, (ACSR), Compacted 175mm2 ‘Caracal’ (18/3.61+1/3.61mm) Greased To Category 3 Drum Length (OAR) | 220627 | Allied Conductor | No | Hale, Germany |  |  | NPS/001/007
Overhead | Conductors | Aluminium | N/A | Conductor, (ACSR), Compacted 175mm2 ‘Caracal’ (18/3.61+1/3.61mm) Greased To Category 3 Drum Length (OAR) | 220627 | Quintas and Quintas | No | Portugal |  |  | NPS/001/007
Overhead | Conductors | Aluminium | N/A | Conductor, (ACSR), Compacted 175mm2 ‘Caracal’ (18/3.61+1/3.61mm) Greased To Category 3 Drum Length (OAR) | 220627 | Horten Aluminium | No | Norway |  |  | NPS/001/007
Overhead | Conductors | Aluminium | N/A | Conductor, (ACSR), Compacted 175mm2 ‘Caracal’ (18/3.61+1/3.61mm) Greased To Category 3 Drum Length (OAR) | 220627 | Pirelli | No | Hungary |  |  | NPS/001/007
Overhead | Conductors | Aluminium | N/A | Conductor, (ACSR), Compacted 175mm2 ‘Caracal’ (18/3.61+1/3.61mm) Greased To Category 3 Drum Length (OAR) | 220627 | Lumpi | No | Austria |  |  | NPS/001/007
Overhead | Conductors | Aluminium | N/A | Conductor, (ACSR), Compacted 175mm2 ‘Caracal’ (18/3.61+1/3.61mm) Greased To Category 3 Drum Length (OAR) | 220627 | Lamifil | No | Belgium |  |  | NPS/001/007
Overhead | Conductors | Aluminium | N/A | Conductor, (ACSR), Compacted 175mm2 ‘Caracal’ (18/3.61+1/3.61mm) Greased To Category 3 Drum Length (OAR) | 220627 | Midal | No | Bahrain |  |  | NPS/001/007
Overhead | Conductors | Aluminium | N/A | Conductor, Hard Drawn Plain Aluminium 50mm2 ‘Ant’ (7/ 3.10mm) Greased to L38 Cat 4 Standard Drum Length 1000m | 226337 | Coreal | No | Turkey |  |  | NPS/001/007 | 2019-11-21
Overhead | Conductors | Aluminium | N/A | Conductor, Hard Drawn Plain Aluminium 50mm2 ‘Ant’ (7/ 3.10mm) Greased to L38 Cat 4 Standard Drum Length 1000m | 226337 | Copper Cable Company | Yes | Poland |  |  | NPS/001/007
Overhead | Conductors | Aluminium | N/A | Conductor, Hard Drawn Plain Aluminium 50mm2 ‘Ant’ (7/ 3.10mm) Greased to L38 Cat 4 Standard Drum Length 1000m | 226337 | Cabelte | Yes | Spain |  |  | NPS/001/007
Overhead | Conductors | Aluminium | N/A | Conductor, Hard Drawn Plain Aluminium 50mm2 ‘Ant’ (7/ 3.10mm) Greased to L38 Cat 4 Standard Drum Length 1000m | 226337 | Allied Conductor | No | Hale, Germany |  |  | NPS/001/007
Overhead | Conductors | Aluminium | N/A | Conductor, Hard Drawn Plain Aluminium 50mm2 ‘Ant’ (7/ 3.10mm) Greased to L38 Cat 4 Standard Drum Length 1000m | 226337 | Quintas and Quintas | No | Portugal |  |  | NPS/001/007
Overhead | Conductors | Aluminium | N/A | Conductor, Hard Drawn Plain Aluminium 50mm2 ‘Ant’ (7/ 3.10mm) Greased to L38 Cat 4 Standard Drum Length 1000m | 226337 | Horten Aluminium | No | Norway |  |  | NPS/001/007
Overhead | Conductors | Aluminium | N/A | Conductor, Hard Drawn Plain Aluminium 50mm2 ‘Ant’ (7/ 3.10mm) Greased to L38 Cat 4 Standard Drum Length 1000m | 226337 | Pirelli | No | Hungary |  |  | NPS/001/007
Overhead | Conductors | Aluminium | N/A | Conductor, Hard Drawn Plain Aluminium 50mm2 ‘Ant’ (7/ 3.10mm) Greased to L38 Cat 4 Standard Drum Length 1000m | 226337 | Lumpi | No | Austria |  |  | NPS/001/007
Overhead | Conductors | Aluminium | N/A | Conductor, Hard Drawn Plain Aluminium 50mm2 ‘Ant’ (7/ 3.10mm) Greased to L38 Cat 4 Standard Drum Length 1000m | 226337 | Lamifil | No | Belgium |  |  | NPS/001/007
Overhead | Conductors | Aluminium | N/A | Conductor, Hard Drawn Plain Aluminium 50mm2 ‘Ant’ (7/ 3.10mm) Greased to L38 Cat 4 Standard Drum Length 1000m | 226337 | Midal | No | Bahrain |  |  | NPS/001/007
Overhead | Conductors | Aluminium | N/A | Conductor, Hard Drawn Plain Aluminium 100mm2 ‘Wasp’ (7/4.39mm) Greased to L38 Cat 4 Standard Drum Length 1000m | 226360 | Coreal | No | Turkey |  |  | NPS/001/007 | 2019-11-21
Overhead | Conductors | Aluminium | N/A | Conductor, Hard Drawn Plain Aluminium 100mm2 ‘Wasp’ (7/4.39mm) Greased to L38 Cat 4 Standard Drum Length 1000m | 226360 | Copper Cable Company | Yes | Poland |  |  | NPS/001/007
Overhead | Conductors | Aluminium | N/A | Conductor, Hard Drawn Plain Aluminium 100mm2 ‘Wasp’ (7/4.39mm) Greased to L38 Cat 4 Standard Drum Length 1000m | 226360 | Cabelte | Yes | Spain |  |  | NPS/001/007
Overhead | Conductors | Aluminium | N/A | Conductor, Hard Drawn Plain Aluminium 100mm2 ‘Wasp’ (7/4.39mm) Greased to L38 Cat 4 Standard Drum Length 1000m | 226360 | Allied Conductor | No | Hale, Germany |  |  | NPS/001/007
Overhead | Conductors | Aluminium | N/A | Conductor, Hard Drawn Plain Aluminium 100mm2 ‘Wasp’ (7/4.39mm) Greased to L38 Cat 4 Standard Drum Length 1000m | 226360 | Quintas and Quintas | No | Portugal |  |  | NPS/001/007
Overhead | Conductors | Aluminium | N/A | Conductor, Hard Drawn Plain Aluminium 100mm2 ‘Wasp’ (7/4.39mm) Greased to L38 Cat 4 Standard Drum Length 1000m | 226360 | Horten Aluminium | No | Norway |  |  | NPS/001/007
Overhead | Conductors | Aluminium | N/A | Conductor, Hard Drawn Plain Aluminium 100mm2 ‘Wasp’ (7/4.39mm) Greased to L38 Cat 4 Standard Drum Length 1000m | 226360 | Pirelli | No | Hungary |  |  | NPS/001/007
Overhead | Conductors | Aluminium | N/A | Conductor, Hard Drawn Plain Aluminium 100mm2 ‘Wasp’ (7/4.39mm) Greased to L38 Cat 4 Standard Drum Length 1000m | 226360 | Lumpi | No | Austria |  |  | NPS/001/007
Overhead | Conductors | Aluminium | N/A | Conductor, Hard Drawn Plain Aluminium 100mm2 ‘Wasp’ (7/4.39mm) Greased to L38 Cat 4 Standard Drum Length 1000m | 226360 | Lamifil | No | Belgium |  |  | NPS/001/007
Overhead | Conductors | Aluminium | N/A | Conductor, Hard Drawn Plain Aluminium 100mm2 ‘Wasp’ (7/4.39mm) Greased to L38 Cat 4 Standard Drum Length 1000m | 226360 | Midal | No | Bahrain |  |  | NPS/001/007
Overhead | Compression Fittings | Test Slug | N/A | Compression Fitting, Test Slug for Overhead die-less versa-crimp tooling system to drawing Number 1.09.145.0056 Sheet 4 | 307322 | Mosdorfer CCL Systems | Yes | UK | 222075 |  | NPS/001/016 | 2015-01-12
Overhead | Compression Fittings | Test Gauge | N/A | Compression-Equipment Over Head Test Gauge (Go-No/go), To Drawing No. 1.09.145.0056 Sheet 4 Item 17 | 300003 | Mosdorfer CCL Systems | Yes | UK | 222074 |  | NPS/001/016 | 2015-01-12
Overhead | Compression Fittings | Lug | N/A | Compression Fitting, Lug for 13/35 mm Cu with M17 Hole Ref. VPCL 1.1 (17) | 75226 | Mosdorfer CCL Systems | Yes | UK | 221132 |  | NPS/001/016 | 2015-01-12
Overhead | Compression Fittings | Lug | N/A | Compression Fitting, Lug for 13/35 mm Cu with M21 Hole Ref. VPCL 1.1 (21) | 75234 | Mosdorfer CCL Systems | Yes | UK | 221133 |  | NPS/001/016 | 2015-01-12
Overhead | Compression Fittings | Lug | N/A | Compression Fitting, Lug for 13 to 35 mm Cu with M8 Hole Ref. VPCL 1.1/2 (8) to Drawing Number 1.09.101.0237 sheet 3 | 268823 | Mosdorfer CCL Systems | Yes | UK | 221167 |  | NPS/001/016 | 2015-01-12
Overhead | Compression Fittings | Lug | N/A | Compression Fitting, Lug One Hole for 13/35 mm Cu with M12 Hole Ref. VPCL 1.1/2 (12) | 75218 | Mosdorfer CCL Systems | Yes | UK | 221175 |  | NPS/001/016 | 2015-01-12
Overhead | Compression Fittings | Lug | N/A | Compression Fitting, Lug for 14 to 35 mm Cu with M14 Hole Ref. VPCL 1.1/2 (14) to Drawing Number 1.09.101.0237 sheet 3 | 268838 | Mosdorfer CCL Systems | Yes | UK | 221121 |  | NPS/001/016 | 2015-01-12
Overhead | Compression Fittings | Lug | N/A | Compression Fitting, Lug for 32 to 70 mm Cu with M14 Hole Ref. VPCL 1.3 (14) to Drawing Number 1.09.101.0237 sheet 3 | 268842 | Mosdorfer CCL Systems | Yes | UK | 221122 |  | NPS/001/016 | 2015-01-12
Overhead | Compression Fittings | Lug | N/A | Compression Fitting, Lug for 32 to 70 mm Cu with M17 Hole Ref. VPCL 1.3 (17) to Drawing Number 1.09.101.0237 sheet 3 | 268857 | Mosdorfer CCL Systems | Yes | UK | 221156 |  | NPS/001/016 | 2015-01-12
Overhead | Compression Fittings | Lug | N/A | Compression Fitting, Lug for 95 - 100 mm Cu with M14 Hole Ref. VPCL 1.4 (14) to Drawing Number 1.09.101.0237 sheet 3 | 268876 | Mosdorfer CCL Systems | Yes | UK | 221123 |  | NPS/001/016 | 2015-01-12
Overhead | Compression Fittings | Lug | N/A | Compression Fitting, Lug for 95 - 100 mm Cu with M18 Hole Ref. VPCL 1.4 (18) to Drawing Number 1.09.101.0237 sheet 3 | 268880 | Mosdorfer CCL Systems | Yes | UK | 221163 |  | NPS/001/016 | 2015-01-12
Overhead | Compression Fittings | Lug | N/A | Compression Fitting, Lug for 95 - 100 mm Cu with M23 Hole Ref. VPCL 1.4 (23) to Drawing Number 1.09.101.0237 sheet 3 | 268895 | Mosdorfer CCL Systems | Yes | UK | 221160 |  | NPS/001/016 | 2015-01-12
Overhead | Compression Fittings | Lug | N/A | Compression Fitting, Lug for 125 mm Cu with M14 Hole Ref. VPCL 1.5 (14) to Drawing Number 1.09.101.0237 sheet 3 | 268908 | Mosdorfer CCL Systems | Yes | UK | 221124 |  | NPS/001/016 | 2015-01-12
Overhead | Compression Fittings | Lug | N/A | Compression Fitting, Lug for 125 mm Cu with M18 Hole Ref. VPCL 1.5 (18) to Drawing Number 1.09.101.0237 sheet 3 | 268912 | Mosdorfer CCL Systems | Yes | UK | 221165 |  | NPS/001/016 | 2015-01-12
Overhead | Compression Fittings | Lug | N/A | Compression Fitting, Lug for 125 mm Cu with M23 Hole Ref. VPCL 1.5 (23) to Drawing Number 1.09.101.0237 sheet 3 | 268927 | Mosdorfer CCL Systems | Yes | UK | 221161 |  | NPS/001/016 | 2015-01-12
Overhead | Compression Fittings | Lug | N/A | Compression Fitting Lug for 150mm Copper with 21mm Hole. Supplier Reference VPCL 1.6 (21) | 268821 | Mosdorfer CCL Systems | Yes | UK | 221031 |  | NPS/001/016 | 2015-01-12
Overhead | Compression Fittings | Lug | N/A | Compression Fitting Lug for 150mm Copper with 14mm Hole. Supplier Reference VPCL 1.6 (14) | 268822 | Mosdorfer CCL Systems | Yes | UK | 221162 |  | NPS/001/016 | 2015-01-12
Overhead | Compression Fittings | Lug | N/A | Compression Fitting, Lug Double M14 Hole for 32 mm HDBC Ref. VPCL 2.1/2C to Drawing Number 1.00.043.9203 | 268950 | Mosdorfer CCL Systems | Yes | UK | 221070 |  | NPS/001/016 | 2015-01-12
Overhead | Compression Fittings | Lug | N/A | Compression Fitting, Lug Double M14 Hole for 70 mm HDBC Ref. VPCL 2.3C to Drawing Number 1.00.043.9203 | 268772 | Mosdorfer CCL Systems | Yes | UK | 221071 |  | NPS/001/016 | 2015-01-12
Overhead | Compression Fittings | Lug | N/A | Compression Fitting, Lug Double M14 Hole for 100 mm HDBC Ref. VPCL 2.4C to Drawing Number 1.00.043.9203 | 268965 | Mosdorfer CCL Systems | Yes | UK | 221072 |  | NPS/001/016 | 2015-01-12
Overhead | Compression Fittings | Lug | N/A | Compression Fitting, Lug Double M14 Hole for 125 mm HDBC Ref. VPCL 2.5C to Drawing Number 1.00.043.9203 | 268984 | Mosdorfer CCL Systems | Yes | UK | 221073 |  | NPS/001/016 | 2015-01-12
Overhead | Compression Fittings | Lug | N/A | Compression Fitting, Angle Lug for 13/35 mm Cu with M17 Hole Ref. VPCL 1.1 (17) 60 | 75192 | Mosdorfer CCL Systems | Yes | UK | 221365 |  | NPS/001/016 | 2015-01-12
Overhead | Compression Fittings | Lug | N/A | Compression Fitting, Angle Lug for 13/35 mm Cu with M12 Hole Ref. VPCL 1.1/2 (14) 60 | 75127 | Mosdorfer CCL Systems | Yes | UK | 221326 |  | NPS/001/016 | 2015-01-12
Overhead | Compression Fittings | Lug | N/A | Compression Fitting, Angle Lug for 32 to 70 mm Cu with M14 Hole Ref. VPCL 1.3 (14) 60 | 75143 | Mosdorfer CCL Systems | Yes | UK | 221331 |  | NPS/001/016 | 2015-01-12
Overhead | Compression Fittings | Lug | N/A | Compression Fitting, Angle Lug for 32 to 70 mm Cu with M17 Hole Ref. VPCL 1.3 (17) 60 | 75374 | Mosdorfer CCL Systems | Yes | UK | 221332 |  | NPS/001/016 | 2015-01-12
Overhead | Compression Fittings | Lug | N/A | Compression Fitting, Angle lug for 13/35 mm Cu with M17.5 Hole to Drawing Number 1.09.101.0237 Sheet 2 | 367588 | Mosdorfer CCL Systems | Yes | UK | 221365 |  | NPS/001/016 | 2015-01-12
Overhead | Compression Fittings | Lug | N/A | Compression Fitting, Angle lug for 13/35 mm Cu with M14.3 Hole to Drawing Number 1.09.101.0237 Sheet 2 | 367573 | Mosdorfer CCL Systems | Yes | UK | 221364 |  | NPS/001/016 | 2015-01-12
Overhead | Compression Fittings | Lug | N/A | Compression Fitting, Lug Bi-metal 50 - 95 mm ABC, 12.5 mm Hole Ref. VPBL 1.2 to Drawing Number 1 09 119 3157 sheet 3 | 260107 | Mosdorfer CCL Systems | Yes | UK | 224305 |  | NPS/001/016 | 2015-01-12
Overhead | Compression Fittings | Lug | N/A | Compression Fitting, Lug Bi-metal 120 mm ABC, 12.5 mm Hole Ref. VPBL 1.3 to Drawing Number 1 09 119 3157 sheet 4 | 240372 | Mosdorfer CCL Systems | Yes | UK | 224419 |  | NPS/001/016 | 2015-01-12
Overhead | Compression Fittings | Tension | N/A | Compression Fitting, Mid Span Tension for 13 - 32 mm Cu Ref. VPCT 1.2 to Drawing Number 1.09.101.0102 Sheet 3 | 268397 | Mosdorfer CCL Systems | Yes | UK | 221051 |  | NPS/001/016 | 2015-01-12
Overhead | Compression Fittings | Tension | N/A | Compression Fitting, Mid Span Tension for 50 - 70 mm Cu Ref. VPCT 1.3 Drawing Number 1.09.101.0102 Sheet 3) | 72363 | Mosdorfer CCL Systems | Yes | UK | 221052 |  | NPS/001/016 | 2015-01-12
Overhead | Compression Fittings | Tension | N/A | Compression Fitting, Mid Span Tension for 70 - 100 mm Cu Ref. VPCT 1.4 to Drawing Number 1.09.101.0102 Sheet 3 | 268429 | Mosdorfer CCL Systems | Yes | UK | 221053 |  | NPS/001/016 | 2015-01-12
Overhead | Compression Fittings | Tension | N/A | Compression Fitting, Mid Span Tension for 70 - 100 mm Cu Ref. VPCT 1.4 to Drawing Number 1.09.101.0102 Sheet 3 | 268325 | Mosdorfer CCL Systems | Yes | UK | 221054 |  | NPS/001/016 | 2015-01-12
Overhead | Compression Fittings | Tension | N/A | Compression Fitting, Tension for 7.4mm - 11.3 mm Al Ref. VPAT 1.3 | 72405 | Mosdorfer CCL Systems | Yes | UK | 220111 |  | NPS/001/016 | 2015-01-12
Overhead | Compression Fittings | Tension | N/A | Compression Fitting, Tension for 100 mm ACSR Ref. VPAT 1.3 to Drawing Number 1 09 101 0102 sheet 4 | 268363 | Mosdorfer CCL Systems | Yes | UK | 220112 |  | NPS/001/016 | 2015-01-12
Overhead | Compression Fittings | Tension | N/A | Compression Fitting, Tension for 100 mm ACSR Ref. VPAT 1.3 to Drawing Number 1 09 101 0102 sheet 5 | 268363 | OHL Fittings | No | UK | 84GR10 |  | NPS/001/016 | 2015-01-12
Overhead | Compression Fittings | Tension | N/A | Compression Fitting, Tension for 150 mm ACSR Ref. VPAT 1.4 to Drawing Number 1 09 101 0102 sheet 4 | 268378 | Mosdorfer CCL Systems | Yes | UK | 220113 |  | NPS/001/016 | 2015-01-12
Overhead | Compression Fittings | Tension | N/A | Compression Fitting, Tension for 150 mm ACSR Ref. VPAT 1.4 to Drawing Number 1 09 101 0102 sheet 5 | 268378 | OHL Fittings | No | UK | 84GR16 |  | NPS/001/016 | 2015-01-12
Overhead | Compression Fittings | Non-Tension | N/A | Compression Fitting, Non-tension for 13 mm to 32 mm Cu Ref. VPCN 1.2 to Drawing Number 1.00.043.9203 | 268452 | Mosdorfer CCL Systems | Yes | UK | 221081 |  | NPS/001/016 | 2015-01-12
Overhead | Compression Fittings | Non-Tension | N/A | Compression Fitting, Non-tension for 32 mm to 70 mm Cu Ref. VPCN 1.3 to Drawing Number 1.00.043.9204 | 72603 | Mosdorfer CCL Systems | Yes | UK | 221082 |  | NPS/001/016 | 2015-01-12
Overhead | Compression Fittings | Non-Tension | N/A | Compression Fitting, Non-tension for 70 mm to 100 mm HDBC Ref. VPCN 1.4 to Drawing Number 1.00.043.9203 | 260624 | Mosdorfer CCL Systems | Yes | UK | 221083 |  | NPS/001/016 | 2015-01-12
Overhead | Compression Fittings | Non-Tension | N/A | Compression Fitting, Non-tension for 95 mm to 125 mm HDBC Ref. VPCN 1.5 to Drawing Number 1.00.043.9203 | 268471 | Mosdorfer CCL Systems | Yes | UK | 221084 |  | NPS/001/016 | 2015-01-12
Overhead | Compression Fittings | Non-Tension | N/A | Compression Fitting, Non-tension Set 6 x 70 mm Flexible Cu Jumper to Nulec Reclosers (c/w 2 x Heat Shrink Tubes/fitting) Ref. VPCN 1.8 to Drawing Number 1.09.101.0102 Sheet 13 | 260622 | Mosdorfer CCL Systems | Yes | UK | 221033 |  | NPS/001/016 | 2015-01-12
Overhead | Compression Fittings | Pin Connector | N/A | Compression Fitting, Set 6 x 32 mm HDBC to 70 MM Cu Flexible Ref. VPCN 1.9 to Drawing Number 1.00.043 9202 Sheet 4 | 260620 | Mosdorfer CCL Systems | Yes | UK | 221034 |  | NPS/001/016 | 2015-01-12
Overhead | Compression Fittings | Pin Connector | N/A | Compression Fitting: For 70mm Flexible Covered Conductor Connections To Live Line Taps: VPPT 1:4 | 260618 | Mosdorfer CCL Systems | Yes | UK | 221425 |  | NPS/001/016 | 2015-01-12
Overhead | Compression Fittings | H/S Tube | N/A | Heatshrink Tube: 155mm: For Stress Relief On 70mm Flexible Covered Compression Fittings | 260619 | Mosdorfer CCL Systems | Yes | UK | 221426 |  | NPS/001/016 | 2015-01-12
Overhead | Compression Fittings | Non-Tension | N/A | Compression Fitting, Non-Tension for 4mm to 25 mm Al Ref. VPAN 1.2 | 72652 | Mosdorfer CCL Systems | Yes | UK | 291054 |  | NPS/001/016 | 2015-01-12
Overhead | Compression Fittings | Non-Tension | N/A | Compression Fitting, Non-Tension for 50 mm ACSR and AAAC Ref. VPAN 1.2 to Drawing Number 1 00 043 9204 sheet 2 | 268433 | Mosdorfer CCL Systems | Yes | UK | 220131 |  | NPS/001/016 | 2015-01-12
Overhead | Compression Fittings | Non-Tension | N/A | Compression Fitting, Non-Tension for 100 mm ACSR and AAAC Ref. VPAN 1.3 to Drawing Number 1 00 043 9204 sheet 3 | 268448 | Mosdorfer CCL Systems | Yes | UK | 220132 |  | NPS/001/016 | 2015-01-12
Overhead | Compression Fittings | Non-Tension | N/A | Compression Fitting; Non-tension for 175mm to 200mm Aluminium Conductor. Reference VPAN 1:4 | 268439 | Mosdorfer CCL Systems | Yes | UK | 220113 |  | NPS/001/016 | 2015-01-12
Overhead | Compression Fittings | Non-Tension | N/A | Compression Fitting; Non-tension for 175mm to 200mm Aluminium Conductor. Reference VPAN 1:4 | 268439 | OHL Fittings | No | UK | TBA |  | NPS/001/016 | 2015-01-12
Overhead | Compression Fittings | Non-Tension | N/A | Compression Fitting, Non Tension joint -suitable for Poplar, Elm or Lynx to Drawing Number 1.09.101.0653 sht 4 (Ref HPN-160-200AL) requires A9 die | 243241 | Mosdorfer CCL Systems | Yes | UK | 226616 |  | NPS/001/016 | 2015-01-12
Overhead | Compression Fittings | Tension | N/A | Compression Fitting, Full Tension joint -suitable for 200mm Poplar conductor to Drawing Number 1.09.101.0653 sht 6 (Ref 226619) requires A9 die | 243242 | Mosdorfer CCL Systems | Yes | UK | 226619 |  | NPS/001/016 | 2015-01-12
Overhead | Compression Fittings | Non-Tension | N/A | Compression Fitting, Non-tension Bi-metal 50/100 mm AAAC to 13/32 mm Cu Ref. VPBN 1.1 to Drawing Number 1 09 101 0649 sheet 2 | 246932 | Mosdorfer CCL Systems | Yes | UK | 224000 |  | NPS/001/016 | 2015-01-12
Overhead | Compression Fittings | Non-Tension | N/A | Compression Fitting, 50mm/100mm2 Al Alloy to 65/70mm2 Flexible Cu, Bi-Metal Non-tension, As Per Drawing No. 1.09.101.0649 Sht2, Ref. VPBN 1.11 | 246934 | Mosdorfer CCL Systems | Yes | UK | 224009 |  | NPS/001/016 | 2015-01-12
Overhead | Compression Fittings | Non-Tension | N/A | Compression Fitting, Non-tension Bi-metal 50/100 mm Al to 35/70 mm HDBC Ref. VPBN 1.2 to Drawing Number 1 09 101 0649 sheet 2 | 268518 | Mosdorfer CCL Systems | Yes | UK | 224001 |  | NPS/001/016 | 2015-01-12
Overhead | Compression Fittings | Non-Tension | N/A | Compression Fitting, Non-tension Bi-metal 100/175 mm Al to 70/100 mm HDBC Ref. VPBN 1.3 to Drawing Number 1 09 101 0649 sheet 2 | 268503 | Mosdorfer CCL Systems | Yes | UK | 224002 |  | NPS/001/016 | 2015-01-12
Overhead | Compression Fittings | Tension | N/A | Compression Fitting, Full Tension joint -suitable for 200mm Poplar conductor to Drawing Number 1.09.101.0653 sht 6 (Ref 226619) requires A9 die | 243244 | Mosdorfer CCL Systems | Yes | UK | 420231 |  | NPS/001/016 | 2015-01-12
Overhead | Compression Fittings | Non-Tension | N/A | Compression Fitting, Non-tension Bi-metal 100/175 mm Al to 100/120 mm HDBC Ref. VPBN 1.5 | 71365 | Mosdorfer CCL Systems | Yes | UK | 224003 |  | NPS/001/016 | 2015-01-12
Overhead | Compression Fittings | Non-Tension | N/A | Compression Fitting, Non-tension Bi-metal, 120 deg. 35/70 mm Cu to 70 mm Al Ref. VPBN 3.10 | 71381 | Mosdorfer CCL Systems | Yes | UK | 291025 |  | NPS/001/016 | 2015-01-12
Overhead | Compression Fittings | Non-Tension | N/A | Compression Fitting, Lug Bi-metal for 125 mm Cu to Drawing Number 1.09.101.0653 Sheet 1 | 245732 | Mosdorfer CCL Systems | Yes | UK | 226084 |  | NPS/001/016 | 2015-01-12
Overhead | Compression Fittings | Tap Connector | N/A | Compression Fitting, Tap Connector Main 10 - 35 mm, Tap 10 - 35 mm Ref. VPCTC 2.3 | 77370 | Mosdorfer CCL Systems | Yes | UK | 221201 |  | NPS/001/016 | 2015-01-12
Overhead | Compression Fittings | Tap Connector | N/A | Compression Fitting, T Connector for 10 - 38 mm Cu Main to 32 - 150 mm Cu Tap Ref. VPCTC 3.2 | 77347 | Mosdorfer CCL Systems | Yes | UK | 221206 |  | NPS/001/016 | 2015-01-12
Overhead | Compression Fittings | Tap Connector | N/A | Compression Fitting, T Connector for 25 - 70 mm Cu Main to 25 - 70 mm Cu Tap Ref. VPCTC 3.3 | 77354 | Mosdorfer CCL Systems | Yes | UK | 221133 |  | NPS/001/016 | 2015-01-12
Overhead | Compression Fittings | Tap Connector | N/A | Compression Fitting, T Connector for 32 - 150 mm Cu Main to 50/95 mm ABC or 95 mm HDBC Tap Ref. VPCTC 3.2 to Drawing Number 1.09.119.3151 Sheet 3 | 268804 | Mosdorfer CCL Systems | Yes | UK | 221209 |  | NPS/001/016 | 2015-01-12
Overhead | Compression Fittings | Tap Connector | N/A | Compression Fitting, Tap Connector for 25 - 70 mm Cu Main, 10 - 35 mm Cu Tap Ref. VPCSC 2.2 | 77362 | Mosdorfer CCL Systems | Yes | UK | 221230 |  | NPS/001/016 | 2015-01-12
Overhead | Compression Fittings | Tap Connector | N/A | Compression Fitting, Tee with Jumper Lug for 70 - 125mm HDBC Ref. VPCTC 4.4 to Drawing Number 1.09.101.0102 Sheet 10 | 247579 | Mosdorfer CCL Systems | Yes | UK | 221631 |  | NPS/001/016 | 2015-01-12
Overhead | Compression Fittings | Tap Connector | N/A | Compression Fitting, Tap Connector for 25 - 70 mm Cu Main, 10 - 35 mm Cu Tap Ref. VPCSC 2.2 | 77362 | Mosdorfer CCL Systems | Yes | UK | 221230 |  | NPS/001/016 | 2015-01-12
Overhead | Compression Fittings | Tap Connector | N/A | Compression Fitting, Tee Connector for 10 - 60 mm Al Main to 10 - 60 mm Al Tap. Ref. VPATC 3.1 to Drawing Number 1 09 119 3151 sheet 2 | 268787 | Mosdorfer CCL Systems | Yes | UK | 220166 |  | NPS/001/016 | 2015-01-12
Overhead | Compression Fittings | Tap Connector | N/A | Compression Fitting, Tee Connector for 22 - 100 mm Al Main to 22 - 100 mm Al Tap. Ref. VPATC 3.3 to Drawing Number 1 09 119 3151 sheet 2 | 268791 | Mosdorfer CCL Systems | Yes | UK | 220168 |  | NPS/001/016 | 2015-01-12
Overhead | Compression Fittings | Tap Connector | N/A | Compression Fitting, Service Connector for 22 - 100 mm Main to 10 - 60 mm Tap Al. Ref. VPASC 2.2 | 77453 | Mosdorfer CCL Systems | Yes | UK | 220284 |  | NPS/001/016 | 2015-01-12
Overhead | Compression Fittings | Tap Connector | N/A | Compression Fitting, Bi-metal Tap for 32 - 95 mm Cu Main to 22 - 100 mm Al Tap Ref. VPBT 1.2 | 77438 | Mosdorfer CCL Systems | Yes | UK | 224010 |  | NPS/001/016 | 2015-01-12
Overhead | Compression Fittings | Non-Tension | N/A | Compression Fitting, Bi-metal for 22 - 100 mm Al Main to 10 - 35 mm Cu Tap Ref. VPBT 2.2 | 77461 | Mosdorfer CCL Systems | Yes | UK | 224020 |  | NPS/001/016 | 2015-01-12
Overhead | Compression Fittings | Bail Stirrup | N/A | Compression Fitting, Stirrup Bail Clamp for 13 to 32 mm Cu Ref. VPCS 1.1 to Drawing Number 1.09.120.0013 | 268630 | Mosdorfer CCL Systems | Yes | UK | 221100 |  | NPS/001/016 | 2015-01-12
Overhead | Compression Fittings | Bail Stirrup | N/A | Compression Fitting, Stirrup Bail Clamp for 70 to 125 mm HDBC Ref. VPCS 1.2 to Drawing Number 1.09.120.0013 | 268645 | Mosdorfer CCL Systems | Yes | UK | 221101 |  | NPS/001/016 | 2015-01-12
Overhead | Compression Fittings | Bail Stirrup | N/A | Compression Fitting, Stirrup Bail Clamp for 50 mm ACSR and AAAC Ref. VPAS 1.2 | 268537 | Mosdorfer CCL Systems | Yes | UK | 220146 |  | NPS/001/016 | 2015-01-12
Overhead | Compression Fittings | Bail Stirrup | N/A | Compression Fitting, Stirrup Bail Clamp for 100 mm ACSR and AAAC Ref. VPAS 1.3 | 268541 | Mosdorfer CCL Systems | Yes | UK | 220147 |  | NPS/001/016 | 2015-01-12
Overhead | Compression Fittings | Bail Stirrup | N/A | Compression Fitting, Stirrup Bail Clamp for 150 - 175 mm ACSR and AAAC Ref. VPAS 1.4 | 241892 | Mosdorfer CCL Systems | Yes | UK | 220151 |  | NPS/001/016 | 2015-01-12
Overhead | Compression Fittings | Spill Take Off | N/A | Compression Fitting, Spill Take Off, Bi-metal for Heat Shrink Cable Connections Ref. VPST 1.1 to Drawing Number 1.09.101.0649 | 246951 | Mosdorfer CCL Systems | Yes | UK | 220650 |  | NPS/001/016 | 2015-01-12
Overhead | Compression Fittings | Bail Stirrup | N/A | Bail-Clamp, IPC, 50/120mm, For HV XLPE, To Drawing No. 1.09.101.0667 | 241854 | Mosdorfer CCL Systems | Yes | UK | 211070 |  | NPS/001/016 | 2015-01-12
Overhead | Compression Fittings | Anchor Clamp | N/A | Compression Fitting, Anchor Clamp for 60/70 mm ACSR to Drawing Number 1.09.101.0653 Sheet 1 | 245747 | Mosdorfer CCL Systems | Yes | UK | 226000 |  | NPS/001/016 | 2015-01-12
Overhead | Compression Fittings | Tension | N/A | Compression Fitting, Tension for 150/175 mm ACSR to Drawing Number 1 09 101 0653 sheet 1 | 245728 | Mosdorfer CCL Systems | Yes | UK | 226061 |  | NPS/001/016 | 2015-01-12
Overhead | Compression Fittings | Tension | N/A | Compression Fitting, Tension for 150/175 mm ACSR to Drawing Number 1 09 101 0653 sheet 1 | 245728 | OHL Fittings | No |  | 84NP14 |  | NPS/001/016 | 2015-01-12
Overhead | Compression Fittings | Tension | N/A | Compression Fitting, Tension for 60/70 mm ACSR to Drawing Number 1 09 101 0653 sheet 1 | 245925 | Mosdorfer CCL Systems | Yes | UK | 226060 |  | NPS/001/016 | 2015-01-12
Overhead | Compression Fittings | Lug | N/A | Compression Fitting, Angle Lug for 150/175 mm ACSR to Drawing Number 1 09 101 0653 sheet 1 | 245713 | Mosdorfer CCL Systems | Yes | UK | 226081 |  | NPS/001/016 | 2015-01-12
Overhead | Compression Fittings | Lug | N/A | Compression Fitting, Angle Lug for 150/175 mm ACSR to Drawing Number 1 09 101 0653 sheet 1 | 245713 | OHL Fittings | No |  | 84MA03 |  | NPS/001/016 | 2015-01-12
Overhead | Compression Fittings | Lug | N/A | Compression Fitting, Jumper Lug for 60/70 mm ACSR to Drawing Number 1.09.101.0653 Sheet 1 | 245836 | Mosdorfer CCL Systems | Yes | UK | 226080 |  | NPS/001/016 | 2015-01-12
Overhead | Compression Fittings | Lug | N/A | Compression Fitting - Angle Jumper Lug for 150/175mm ACSR | 76380 | Mosdorfer CCL Systems | Yes | UK | TBA |  | NPS/001/016 | 2015-01-12
Overhead | Compression Fittings | Lug | N/A | Compression Fitting - Angle Jumper Lug for 150/175mm ACSR | 76380 | OHL Fittings | No |  | 84MA03 |  | NPS/001/016 | 2015-01-12
Overhead | Compression Fittings | Anchor Clamp | N/A | Compression Fitting, Anchor Clamp for 200mm AAAC with Bolt Plate to Drawing Number 1 09 101 0653 sheet 3 | 243240 | Mosdorfer CCL Systems | Yes | UK | 400261 |  | NPS/001/016 | 2015-01-12
Overhead | Compression Fittings | Anchor Clamp | N/A | Compression Fitting, Anchor Clamp for 175 mm AAAC, with Eye Termination End Fitting to Drawing Number 1 09 101 0653 sheet 2 | 243255 | Mosdorfer CCL Systems | Yes | UK | 226155 |  | NPS/001/016 | 2015-01-12
Overhead | Compression Fittings | Anchor Clamp | N/A | Compression Fitting, Anchor Clamp for 175 mm AAAC, Slotted Palm and Bolt Plate to Drawing Number 1 09 101 0653 sheet 2 | 243239 | Mosdorfer CCL Systems | Yes | UK | 226008 |  | NPS/001/016 | 2015-01-12
Overhead | Compression Fittings | Tension | N/A | Compression Fitting, Tension for 175 mm AAAC to Drawing Number 1 09 101 0653 sheet 2 | 243224 | Mosdorfer CCL Systems | Yes | UK | 226149 |  | NPS/001/016 | 2015-01-12
Overhead | Compression Fittings | Lug | N/A | Compression Fitting, Angle Lug for 175 mm AAAC to Drawing Number 1 09 101 0653 sheet 2 | 243243 | Mosdorfer CCL Systems | Yes | UK | 226156 |  | NPS/001/016 | 2015-01-12
Overhead | Compression Fittings | Lug | N/A | Compression Fitting, 30 Deg Cranked Lug for use with the 200mm Poplar Comp Dead End cat 243240 to Drawing Number 1.09.101.0653 sht3 requires A9 die | 243245 | Mosdorfer CCL Systems | Yes | UK | 226613 |  | NPS/001/016 | 2015-01-12
Overhead | Compression Fittings | Lug | N/A | Compression Fitting, Lug for 175 mm AAAC to Drawing Number 1 09 101 0653 sheet 2 | 240781 | Mosdorfer CCL Systems | Yes | UK | 226147 |  | NPS/001/016 | 2015-01-12
Overhead | Compression Fittings | Lug | N/A | Compression Fitting, Lug Angle Bi-metal for 125 mm HDBC 175 mm AAAC to Drawing Number 1 09 101 0653 sheet 2 | 243281 | Mosdorfer CCL Systems | Yes | UK | 226084 |  | NPS/001/016 | 2015-01-12
Overhead | Compression Fittings | Lug | N/A | Compression Fitting, Lug for 125 mm HDBC - 175 AAAC to Drawing Number 1.09.101.0653 Sheet 2 | 240885 | Mosdorfer CCL Systems | Yes | UK | Similar to 226084 + crank |  | NPS/001/016 | 2015-01-12
Overhead | Compression Fittings | Anchor Clamp | N/A | Compression Fitting, Anchor Clamp for 50 mm AAAC/ACSR Ref. VPAA 2.2 (S) SL, to Drawing Number 1 09 101 0102 sheet 10 | 247827 | Mosdorfer CCL Systems | Yes | UK | 220017 |  | NPS/001/016 | 2015-01-12
Overhead | Compression Fittings | Lug | N/A | Compression Fitting, Lug Angle with Bolt Plate for 50 mm ACSR/AAAC Ref. VPAL 2.2 (A)N to Drawing Number 1 09 1010102 sheet 9 | 268274 | Mosdorfer CCL Systems | Yes | UK | 220021 |  | NPS/001/016 | 2015-01-12
Overhead | Compression Fittings | Anchor Clamp | N/A | Compression Fitting, Anchor Clamp for 100 mm AAAC/ACSR Ref. VPAA 2.3(S) SL, to Drawing Number 1 09 101 0102 sheet 9 | 247899 | Mosdorfer CCL Systems | Yes | UK | 220012 |  | NPS/001/016 | 2015-01-12
Overhead | Compression Fittings | Lug | N/A | Compression Fitting, Lug Angle with Bolt Plate for 100 mm AAAC and 100/150/175 ACSR Ref. VPAL 2.4 (A) N to Drawing Number 1 09 101 0102 sheet 5 | 268293 | Mosdorfer CCL Systems | Yes | UK | 220022 |  | NPS/001/016 | 2015-01-12
Overhead | Compression Fittings | Anchor Clamp | N/A | Compression Fitting, Anchor Clamp for 150 mm ACSR Ref. VPAA 2.4 (S) SL, to Drawing Number 1 09 101 0102 sheet 9 | 248162 | Mosdorfer CCL Systems | Yes | UK | 220015 |  | NPS/001/016 | 2015-01-12
Overhead | Compression Fittings | Anchor Clamp | N/A | Compression Fitting, Anchor Clamp for 13 mm Cad and 32 mm HDBC Ref. VPCA 2.2 (S)SL to Drawing Number 1.09.101.0102 Sheet 9 | 247935 | Mosdorfer CCL Systems | Yes | UK | 221623 |  | NPS/001/016 | 2015-01-12
Overhead | Compression Fittings | Lug | N/A | Compression Fitting, Lug Angle with Bolt Plate for 13mm Cad and 32 mm HDBC Ref. VPAL 2.1/2 (A) N to Drawing Number 1 09 101 0102 sheet 5 | 248444 | Mosdorfer CCL Systems | Yes | UK | 221634 |  | NPS/001/016 | 2015-01-12
Overhead | Compression Fittings | Anchor Clamp | N/A | Compression Fitting, Anchor Clamp, Clevis ended, 150/175mm ACSR (wolf/lynx), Drawing No. 1.09.101.0653 sht3 (man ref 226707) | 245710 | Mosdorfer CCL Systems | Yes | UK | 226707 |  | NPS/001/016 | 2015-01-12
Overhead | Compression Fittings | Anchor Clamp | N/A | Compression Fitting, Anchor Clamp, Clevis ended, 150/175mm ACSR (wolf/lynx), Drawing No. 1.09.101.0653 sht3 (man ref 226707) | 245710 | OHL Fittings | No | UK | 84GR16 |  | NPS/001/016 | 2015-01-12
Overhead | Compression Fittings | Anchor Clamp | N/A | Compression Fitting, Anchor Clamp for 70 to 100 mm HDBC Ref. VPCA 2.4(S)SL to Drawing Number 1.09.101.0102 Sheet 9 | 247920 | Mosdorfer CCL Systems | Yes | UK | 221626 |  | NPS/001/016 | 2015-01-12
Overhead | Compression Fittings | Lug | N/A | Compression Fitting, Lug Double M14 Hole for 100 mm HDBC Ref. VPCL 2.4(A)N to Drawing Number 1.09.101.102 Sheet 9 | 248529 | Mosdorfer CCL Systems | Yes | UK | 221636 |  | NPS/001/016 | 2015-01-12
Overhead | Compression Fittings | Anchor Clamp | N/A | Compression Fitting, Anchor Clamp for 125 mm HDBC Ref. VPCA 2.5 (S)SL to Drawing Number 1.09.101.0102 Sheet 9 | 247916 | Mosdorfer CCL Systems | Yes | UK | 221628 |  | NPS/001/016 | 2015-01-12
Overhead | Compression Fittings | Lug | N/A | Compression Fitting, Lug Double M14 Hole for 125 mm HDBC Ref. VPCL 2.5(A)N to Drawing Number 1.09.101.102 Sheet 9 | 248393 | Mosdorfer CCL Systems | Yes | UK | 221637 |  | NPS/001/016 | 2015-01-12
Overhead | Compression Fittings | Lug | N/A | Compression Fitting, Lug Angle for 100 mm AAAC and 100/150/175 ACSR Ref. to Drawing Number 1 09 101 0102 sheet 5 | 247831 | Mosdorfer CCL Systems | Yes | UK | 220023 |  | NPS/001/016 | 2015-01-12
Overhead | Compression Fittings | Lug | N/A | Compression Fitting, Lug Double Hole for 32 mm HDBC/50 mm AAAC Ref. VPAL 2.2 (A) to Drawing Number 1 09 101 0102 sheet 5 | 261951 | Mosdorfer CCL Systems | Yes | UK | 220094 |  | NPS/001/016 | 2015-01-12
Overhead | Compression Fittings | Lug | N/A | Compression Fitting, Lug for 70-100 mm Cu PVC and 100 mm AAAC Ref. VPAL 2.4(C) to Drawing Number 1 09 101 0102 sheet 9 | 261966 | Mosdorfer CCL Systems | Yes | UK | 220096 |  | NPS/001/016 | 2015-01-12
Overhead | Compression Fittings | Anchor Clamp | N/A | Compression Fitting, Anchor Clamp for 50 - 120 mm XLPE Ref. VPAA 7.3 SDCC to Drawing Number 1.09.101.0667 Sheet 1 | 235764 | Mosdorfer CCL Systems | Yes | UK | 220399 |  | NPS/001/016 | 2015-01-12
Overhead | Compression Fittings | Anchor Clamp | N/A | Compression Fitting, Socket Anchor Clamp for 175 mm AAAC to Drawing Number 1.09.101.0653 Sheet 3 | 245982 | Mosdorfer CCL Systems | Yes | UK | 226150 |  | NPS/001/016 | 2015-01-12
Overhead | Compression Fittings | Anchor Clamp | N/A | Compression Fitting, Ball Anchor Clamp for 175 mm AAAC to Drawing Number 1.09.101.0653 Sheet 3 | 246059 | Mosdorfer CCL Systems | Yes | UK | 226151 |  | NPS/001/016 | 2015-01-12
Overhead | Compression Fittings | Lug | N/A | Compression Fitting, Alcan Male Lug for 150 mm ACSR to Drawing Number 1.09.101.0420 Sheet 4 | 246415 | Mosdorfer CCL Systems | Yes | UK | TBA |  | NPS/001/016 | 2015-01-12
Overhead | Compression Fittings | Lug | N/A | Compression Fitting, Alcan Male Lug for 150 mm ACSR to Drawing Number 1.09.101.0420 Sheet 4 | 246415 | OHL Fittings | No | UK | 84MA23 |  | NPS/001/016 | 2015-01-12
Overhead | Compression Fittings | Lug | N/A | Compression Fitting, Alcan Male Lug for 175 mm ACSR to Drawing Number 1.09.101.0420 Sheet 4 | 246434 | Mosdorfer CCL Systems | Yes | UK | TBA |  | NPS/001/016 | 2015-01-12
Overhead | Compression Fittings | Lug | N/A | Compression Fitting, Alcan Female Lug for 60 mm ACSR to Drawing Number 1.09.101.0420 Sheet 4 | 246379 | Mosdorfer CCL Systems | Yes | UK | TBA |  | NPS/001/016 | 2015-01-12
Overhead | Compression Fittings | Lug | N/A | Compression Fitting, Alcan Female Lug for 70 mm ACSR to Drawing Number 1.09.101.0420 Sheet 4 | 246383 | Mosdorfer CCL Systems | Yes | UK | TBA |  | NPS/001/016 | 2015-01-12
Overhead | Compression Fittings | Lug | N/A | Compression Fitting, Alcan Female Lug for 150 mm ACSR to Drawing Number 1.09.101.0420 Sheet 4 | 246398 | Mosdorfer CCL Systems | Yes | UK | TBA |  | NPS/001/016 | 2015-01-12
Overhead | Compression Fittings | Lug | N/A | Compression Fitting, Alcan Female Lug, for 175 mm ACSR to Drawing Number 1.09.101.0420 Sheet 4 | 246400 | Mosdorfer CCL Systems | Yes | UK | TBA |  | NPS/001/016 | 2015-01-12
Overhead | Compression Fittings | Lug | N/A | Compression Fitting, Alcan Female Lug, Bi-metal for 125 mm HDBC to Drawing Number 1.09.101.0420 Sheet 4 | 266620 | Mosdorfer CCL Systems | Yes | UK | TBA |  | NPS/001/016 | 2015-01-12
Overhead | Compression Fittings | Lug | N/A | Compression Fitting, Alcan Female Lug, Bi-metal for 125mm PVC HDBC to Drawing Number 1.09.101.0420 Sheet 4 | 241182 | Mosdorfer CCL Systems | Yes | UK | TBA |  | NPS/001/016 | 2015-01-12
Overhead | Compression Fittings | Lug | N/A | Compression Fitting, Alcan Female Angle Lug, for 150 mm ACSR to Drawing Number 1.09.101.0420 Sheet 4 | 248783 | Mosdorfer CCL Systems | Yes | UK | TBA |  | NPS/001/016 | 2015-01-12
Overhead | Compression Fittings | Lug | N/A | Compression Fitting, Alcan Female Angle Lug, Non Bi-metal for 175 mm ACSR to Drawing Number 1.09.101.0420 Sheet 4 | 248798 | Mosdorfer CCL Systems | Yes | UK | TBA |  | NPS/001/016 | 2015-01-12
Overhead | Compression Fittings | Lug | N/A | Compression Fitting, Alcan Female Angle Lug, Bi-metal for 125 mm HDBC to Drawing Number 1.09.101.0420 Sheet 4 | 266635 | Mosdorfer CCL Systems | Yes | UK | TBA |  | NPS/001/016 | 2015-01-12
Overhead | Compression Fittings | Lug | N/A | Compression Fitting, Angle Lug, Bi-metal for 125 mm PVC HDBC to Drawing Number 1.09.101.0420 Sheet 4 | 241178 | Mosdorfer CCL Systems | Yes | UK | 220023 |  | NPS/001/016 | 2015-01-12
Overhead | Compression Fittings | Non-Tension | N/A | Compression Fitting, Jumper Dead End for 60/70 mm ACSR to Drawing Number 1 09 101 0420 sheet 9 | 246472 | Mosdorfer CCL Systems | Yes | UK | 226000 |  | NPS/001/016 | 2015-01-12
Overhead | Compression Fittings | Tension | N/A | Compression Fitting, Tension Joint for 60/70 mm ACSR to Drawing Number 1.09.101.0653 Sheet 2 | 246925 | Mosdorfer CCL Systems | Yes | UK | 226060 |  | NPS/001/016 | 2015-01-12
Overhead | Compression Fittings | Lug | N/A | Compression Lug, Angle, 150/175mm ACSR, Drawing No. 1.09.101.0653 sht4 (man ref 226279) | 245715 | Mosdorfer CCL Systems | Yes | UK | 400382 |  | NPS/001/016 | 2015-01-12
Overhead | Compression Fittings | Tee Connector | N/A | Compression Fitting, Tee with Jumper Lug for 13 - 32 mm Cu Ref. VPCTC 4.1 to Drawing Number 1.09.101.0102 Sheet 10 | 247545 | Mosdorfer CCL Systems | Yes | UK | 221630 |  | NPS/001/016 | 2015-01-12
Overhead | Compression Fittings | Tee Connector | N/A | Compression Fitting, Tee with Jumper Lug for 70, 100 and 125 mm HDBC Ref. VPCTC 4.4 to Drawing Number 1.09.101.0102 Sheet 10 | 247597 | Mosdorfer CCL Systems | Yes | UK | 221631 |  | NPS/001/016 | 2015-01-12
Overhead | Compression Fittings | Tee Connector | N/A | Compression Fitting, Tee for 175 mm AAAC and 150 mm ACSR Ref. VPATC 4.5 to Drawing Number 1.09.101.0102 Sheet 10 | 247530 | Mosdorfer CCL Systems | Yes | UK | 220020 |  | NPS/001/016 | 2015-01-12
Overhead | Compression Fittings | Tee Connector | N/A | Compression Fitting, Tee for 50 - 100 mm AAAC and ACSR Ref. VPATC 4.3 to Drawing Number 1.09.101.0102 Sheet 10 | 247333 | Mosdorfer CCL Systems | Yes | UK | 220171 |  | NPS/001/016 | 2015-01-12
Overhead | Compression Fittings | Tee Connector | N/A | Compression Fitting, Tee Connector for 175 mm ACSR to Drawing Number 1.09.101.0420 Sheet 4 or 0102 Sheet 10 | 246364 | Mosdorfer CCL Systems | Yes | UK | 400158 |  | NPS/001/016 | 2015-01-12
Overhead | Compression Fittings | Anchor Clamp | N/A | Compression Fitting, Tension for Double Jumper 150 mm ACSR to Drawing Number 1.09.101.0420 Sheet 11 | 241159 | Mosdorfer CCL Systems | Yes | UK | 226006 |  | NPS/001/016 | 2015-01-12
Overhead | Compression Fittings | Anchor Clamp | N/A | Compression Fitting, Tension for Double Jumper 175 mm ACSR to Drawing Number 1.09.101.0420 Sheet 11 | 241125 | Mosdorfer CCL Systems | Yes | UK | 226774 |  | NPS/001/016 | 2015-01-12
Underground | Mechanical Lugs and Clamps | Cable Lug | LV | 6mm Clearance Hole Suitable For 6 - 25mm Stranded Copper or 16 - 35mm Solid Aluminium Conductors | 367408 | Sicame UK | Yes | UK | ML4/1-6 |  | NPS/002/009 | 2015-01-12
Underground | Mechanical Lugs and Clamps | Cable Lug | LV | 6mm Clearance Hole Suitable For 6 - 25mm Stranded Copper or 16 - 35mm Solid Aluminium Conductors | 367408 | Pfisterer UK | No | Germany | 332 595 010 |  | NPS/002/009 | 2015-01-12
Underground | Mechanical Lugs and Clamps | Cable Lug | LV | 6mm Clearance Hole Suitable For 6 - 25mm Stranded Copper or 16 - 35mm Solid Aluminium Conductors | 367408 | TE Connectivity | No | France | BAH-024020004 |  | NPS/002/009 | 2015-01-12
Underground | Mechanical Lugs and Clamps | Cable Lug | LV | 10mm Clearance Hole Suitable For 6 - 25mm Stranded Copper or 16 - 35mm Solid Aluminium Conductors | 367446 | Sicame UK | Yes | UK | ML4/1-10 |  | NPS/002/009 | 2015-01-12
Underground | Mechanical Lugs and Clamps | Cable Lug | LV | 10mm Clearance Hole Suitable For 6 - 25mm Stranded Copper or 16 - 35mm Solid Aluminium Conductors | 367446 | Pfisterer UK | No | Germany | 332 595 010 |  | NPS/002/009 | 2015-01-12
Underground | Mechanical Lugs and Clamps | Cable Lug | LV | 10mm Clearance Hole Suitable For 6 - 25mm Stranded Copper or 16 - 35mm Solid Aluminium Conductors | 367446 | TE Connectivity | No | France | BAH-024020004 |  | NPS/002/009 | 2015-01-12
Underground | Mechanical Lugs and Clamps | Cable Lug | LV | 10mm Clearance Hole Suitable For 16 - 50mm Stranded Copper or 16 - 70mm Solid Aluminium Conductors | 350252 | Sicame UK | Yes | UK | ML4/2-10 |  | NPS/002/009 | 2015-01-12
Underground | Mechanical Lugs and Clamps | Cable Lug | LV | 10mm Clearance Hole Suitable For 16 - 50mm Stranded Copper or 16 - 70mm Solid Aluminium Conductors | 350252 | Pfisterer UK | No | Germany | 332 595 010 |  | NPS/002/009 | 2015-01-12
Underground | Mechanical Lugs and Clamps | Cable Lug | LV | 10mm Clearance Hole Suitable For 16 - 50mm Stranded Copper or 16 - 70mm Solid Aluminium Conductors | 350252 | TE Connectivity | No | France | BAH-024020011 |  | NPS/002/009 | 2015-01-12
Underground | Mechanical Lugs and Clamps | Cable Lug | LV | 12mm Clearance Hole Suitable For 16 - 50mm Stranded Copper or 16 - 70mm Solid Aluminium Conductors | 367395 | Sicame UK | Yes | UK | ML4/2-12 |  | NPS/002/009 | 2015-01-12
Underground | Mechanical Lugs and Clamps | Cable Lug | LV | 12mm Clearance Hole Suitable For 16 - 50mm Stranded Copper or 16 - 70mm Solid Aluminium Conductors | 367395 | Pfisterer UK | No | Germany | 332 595 010 |  | NPS/002/009 | 2015-01-12
Underground | Mechanical Lugs and Clamps | Cable Lug | LV | 12mm Clearance Hole Suitable For 16 - 50mm Stranded Copper or 16 - 70mm Solid Aluminium Conductors | 367395 | TE Connectivity | No | France | BLMT-25/95-13 |  | NPS/002/009 | 2015-01-12
Underground | Mechanical Lugs and Clamps | Cable Lug | LV | 12mm Clearance Hole Suitable For 35 - 70mm Stranded Copper or 35 - 95mm Solid Aluminium Conductors | 69427 | Sicame UK | Yes | UK | ML4/9-12 |  | NPS/002/009 | 2015-01-12
Underground | Mechanical Lugs and Clamps | Cable Lug | LV | 12mm Clearance Hole Suitable For 35 - 70mm Stranded Copper or 35 - 95mm Solid Aluminium Conductors | 69427 | Pfisterer UK | No | Germany | 332 595 010 |  | NPS/002/009 | 2015-01-12
Underground | Mechanical Lugs and Clamps | Cable Lug | LV | 12mm Clearance Hole Suitable For 35 - 70mm Stranded Copper or 35 - 95mm Solid Aluminium Conductors | 69427 | TE Connectivity | No | France | BLMT-25/95-13 |  | NPS/002/009 | 2015-01-12
Underground | Mechanical Lugs and Clamps | Cable Lug | LV | 12mm Clearance Hole Suitable For 50 - 95mm Sector Shaped or Solid Aluminium / Stranded Copper Conductors | 69344 | Sicame UK | Yes | UK | ML1-12 |  | NPS/002/009 | 2015-01-12
Underground | Mechanical Lugs and Clamps | Cable Lug | LV | 12mm Clearance Hole Suitable For 50 - 95mm Sector Shaped or Solid Aluminium / Stranded Copper Conductors | 69344 | Pfisterer UK | No | Germany | 332 595 010 |  | NPS/002/009 | 2015-01-12
Underground | Mechanical Lugs and Clamps | Cable Lug | LV | 12mm Clearance Hole Suitable For 50 - 95mm Sector Shaped or Solid Aluminium / Stranded Copper Conductors | 69344 | TE Connectivity | No | France | BLMT-35/150-13 |  | NPS/002/009 | 2015-01-12
Underground | Mechanical Lugs and Clamps | Cable Lug | LV | 12mm Clearance Hole Suitable for up to 95mm stranded/solid CIRCULAR cored conductor | 367427 | Sicame UK | Yes | UK | ML4/10-12 |  | NPS/002/009 | 2015-01-12
Underground | Mechanical Lugs and Clamps | Cable Lug | LV | 12mm Clearance Hole Suitable for up to 95mm stranded/solid CIRCULAR cored conductor | 367427 | Pfisterer UK | No | Germany | 332 595 010 |  | NPS/002/009 | 2015-01-12
Underground | Mechanical Lugs and Clamps | Cable Lug | LV | 12mm Clearance Hole Suitable for up to 95mm stranded/solid CIRCULAR cored conductor | 367427 | TE Connectivity | No | France | BLMT-25/95-13 |  | NPS/002/009 | 2015-01-12
Underground | Mechanical Lugs and Clamps | Cable Lug | LV | 12mm Clearance Hole Suitable For 120 -185mm Sector Shaped or Solid Aluminium / Stranded Copper Conductors | 69377 | Sicame UK | Yes | UK | ML2-12 |  | NPS/002/009 | 2015-01-12
Underground | Mechanical Lugs and Clamps | Cable Lug | LV | 12mm Clearance Hole Suitable For 120 -185mm Sector Shaped or Solid Aluminium / Stranded Copper Conductors | 69377 | Pfisterer UK | No | Germany | 332 595 010 |  | NPS/002/009 | 2015-01-12
Underground | Mechanical Lugs and Clamps | Cable Lug | LV | 12mm Clearance Hole Suitable For 120 -185mm Sector Shaped or Solid Aluminium / Stranded Copper Conductors | 69377 | TE Connectivity | No | France | BLMT-120/300-13 |  | NPS/002/009 | 2015-01-12
Underground | Mechanical Lugs and Clamps | Cable Lug | LV | 12mm Clearance Hole Suitable For 240 - 300mm Sector Shaped or Solid Aluminium / Stranded Copper Conductors | 69401 | Sicame UK | Yes | UK | ML3-12 |  | NPS/002/009 | 2015-01-12
Underground | Mechanical Lugs and Clamps | Cable Lug | LV | 12mm Clearance Hole Suitable For 240 - 300mm Sector Shaped or Solid Aluminium / Stranded Copper Conductors | 69401 | Pfisterer UK | No | Germany | 332 595 010 |  | NPS/002/009 | 2015-01-12
Underground | Mechanical Lugs and Clamps | Cable Lug | LV | 12mm Clearance Hole Suitable For 240 - 300mm Sector Shaped or Solid Aluminium / Stranded Copper Conductors | 69401 | TE Connectivity | No | France | BLMT-185/400-13300mm² sector to be rounded |  | NPS/002/009 | 2015-01-12
Underground | Mechanical Lugs and Clamps | Cable Lug | LV | 16mm Clearance Hole Suitable For 35 - 70mm Stranded or 35 - 95mm Solid Conductors | 69443 | Sicame UK | Yes | UK | ML4/9-16 |  | NPS/002/009 | 2015-01-12
Underground | Mechanical Lugs and Clamps | Cable Lug | LV | 16mm Clearance Hole Suitable For 35 - 70mm Stranded or 35 - 95mm Solid Conductors | 69443 | Pfisterer UK | No | Germany | 332 595 013 |  | NPS/002/009 | 2015-01-12
Underground | Mechanical Lugs and Clamps | Cable Lug | LV | 16mm Clearance Hole Suitable For 35 - 70mm Stranded or 35 - 95mm Solid Conductors | 69443 | TE Connectivity | No | France | BLMT-25/95-17 |  | NPS/002/009 | 2015-01-12
Underground | Mechanical Lugs and Clamps | Cable Lug | LV | 16mm Clearance Hole Suitable For 50 - 95mm Sector Shaped or Solid Aluminium / Stranded Copper Conductors | 69351 | Sicame UK | Yes | UK | ML1-16 |  | NPS/002/009 | 2015-01-12
Underground | Mechanical Lugs and Clamps | Cable Lug | LV | 16mm Clearance Hole Suitable For 50 - 95mm Sector Shaped or Solid Aluminium / Stranded Copper Conductors | 69351 | Pfisterer UK | No | Germany | 332 595 013 |  | NPS/002/009 | 2015-01-12
Underground | Mechanical Lugs and Clamps | Cable Lug | LV | 16mm Clearance Hole Suitable For 50 - 95mm Sector Shaped or Solid Aluminium / Stranded Copper Conductors | 69351 | TE Connectivity | No | France | BLMT-35/150-17 |  | NPS/002/009 | 2015-01-12
Underground | Mechanical Lugs and Clamps | Cable Lug | LV | 16mm Clearance Hole Suitable For 120 - 185mm Sector Shaped or Solid Aluminium / Stranded Copper Conductors | 69369 | Sicame UK | Yes | UK | ML2-16 |  | NPS/002/009 | 2015-01-12
Underground | Mechanical Lugs and Clamps | Cable Lug | LV | 16mm Clearance Hole Suitable For 120 - 185mm Sector Shaped or Solid Aluminium / Stranded Copper Conductors | 69369 | Pfisterer UK | No | Germany | 332 595 013 |  | NPS/002/009 | 2015-01-12
Underground | Mechanical Lugs and Clamps | Cable Lug | LV | 16mm Clearance Hole Suitable For 120 - 185mm Sector Shaped or Solid Aluminium / Stranded Copper Conductors | 69369 | TE Connectivity | No | France | BLMT-120/300-17 |  | NPS/002/009 | 2015-01-12
Underground | Mechanical Lugs and Clamps | Cable Lug | LV | 16mm Clearance Hole Suitable For 240 - 300mm Sector Shaped or Solid Aluminium / Stranded Copper Conductors. | 69419 | Sicame UK | Yes | UK | ML3-16 |  | NPS/002/009 | 2015-01-12
Underground | Mechanical Lugs and Clamps | Cable Lug | LV | 16mm Clearance Hole Suitable For 240 - 300mm Sector Shaped or Solid Aluminium / Stranded Copper Conductors. | 69419 | Pfisterer UK | No | Germany | 332 605 013 |  | NPS/002/009 | 2015-01-12
Underground | Mechanical Lugs and Clamps | Cable Lug | LV | 16mm Clearance Hole Suitable For 240 - 300mm Sector Shaped or Solid Aluminium / Stranded Copper Conductors. | 69419 | TE Connectivity | No | France | BLMT-185/400-17 |  | NPS/002/009 | 2015-01-12
Underground | Mechanical Lugs and Clamps | Cable Lug | LV | 20mm Clearance Hole Suitable For 480 - 630mm Solid Al/ Stranded Aluminium / Stranded Copper Conductors (185mm sector shaped solid aluminium phase conductor of BUNCHED WNE cable). | 367662 | Sicame UK | Yes | UK | ML6-20 |  | NPS/002/009 | 2015-01-12
Underground | Mechanical Lugs and Clamps | Cable Lug | LV | 20mm Clearance Hole Suitable For 480 - 630mm Solid Al/ Stranded Aluminium / Stranded Copper Conductors (185mm sector shaped solid aluminium phase conductor of BUNCHED WNE cable). | 367662 | Pfisterer UK | No | Germany | 332 606 010 |  | NPS/002/009 | 2015-01-12
Underground | Mechanical Lugs and Clamps | Cable Lug | LV | 20mm Clearance Hole Suitable For 480 - 630mm Solid Al/ Stranded Aluminium / Stranded Copper Conductors (185mm sector shaped solid aluminium phase conductor of BUNCHED WNE cable). | 367662 | TE Connectivity | No | France | BLMT-500/630-21 |  | NPS/002/009 | 2015-01-12
Underground | Mechanical Lugs and Clamps | Cable Lug | LV | Cable Lug. Mechanical shear bolt with offset palm (for double back to back cable connections). 4 x 8mm clearance holes with dimensions as shown in BS 2562 Figure 16. Suitable for 480mm to 630mm Aluminium Cable | 367660 | Sicame UK | Yes | UK | HMFMLML7-4X8-NE |  | NPS/002/009 | 2015-01-12
Underground | Mechanical Lugs and Clamps | Cable Lug | LV | Cable Lug. Mechanical shear bolt with central palm (for single cable connections). 4 x 8mm clearance holes with dimensions as shown in BS 2562 Figure 16. Suitable for 480mm to 630mm Aluminium Cable | 367658 | TE Connectivity | Yes | France | BAH-024030239 |  | NPS/002/009 | 2015-01-12
Underground | Mechanical Lugs and Clamps | Cable Lug | LV | 4 x 8mm holes suitable for 480 - 630mm Solid Al/ Stranded Aluminium / Stranded Copper Conductors (185mm sector shaped solid aluminium phase conductors of BUNCHED Waveform cable) | 367658 | Sicame UK | Yes | UK | ML7-4X8 |  | NPS/002/009 | 2015-01-12
Underground | Mechanical Lugs and Clamps | Cable Lug | LV | 4 x 8mm holes suitable for 480 - 630mm Solid Al/ Stranded Aluminium / Stranded Copper Conductors (185mm sector shaped solid aluminium phase conductors of BUNCHED Waveform cable) | 367658 | TE Connectivity | No | France | VETA330HBUTB |  | NPS/002/009 | 2015-01-12
Underground | Mechanical Lugs and Clamps | Cable Lug | LV | Lug with 16mm hole for 480 (4 x 120) - 600mm Solid Core Conductors. | 164785 | Sicame UK | Yes | UK | ML6-16 |  | NPS/002/009 | 2015-01-12
Underground | Mechanical Lugs and Clamps | Cable Lug | LV | Lug with 16mm hole for 480 (4 x 120) - 600mm Solid Core Conductors. | 164785 | Pfisterer UK | No | Germany | 332 606 010 |  | NPS/002/009 | 2015-01-12
Underground | Mechanical Lugs and Clamps | Cable Lug | LV | Lug with 16mm hole for 480 (4 x 120) - 600mm Solid Core Conductors. | 164785 | TE Connectivity | No | France | BLMT-500/630-17 |  | NPS/002/009 | 2015-01-12
Underground | Mechanical Lugs and Clamps | Clamp | LV | Suitable for cables 35mm - 95mm | 367392 | Sicame UK | Yes | UK | UMT95 |  | NPS/002/009 | 2015-01-12
Underground | Mechanical Lugs and Clamps | Clamp | LV | Suitable for cables 35mm - 95mm | 367392 | Pfisterer UK | No | France | 331 745 003 |  | NPS/002/009 | 2015-01-12
Underground | Mechanical Lugs and Clamps | Clamp | LV | Suitable for cables up to 185mm | 367393 | Sicame UK | Yes | UK | UMT185UPN |  | NPS/002/009 | 2015-01-12
Underground | Mechanical Lugs and Clamps | Clamp | LV | Suitable for cables up to 185mm | 367393 | Pfisterer UK | No | France | 332 745 003 |  | NPS/002/009 | 2015-01-12
Underground | Mechanical Lugs and Clamps | Clamp | LV | Suitable for cables up to 300mm | 367394 | Sicame UK | Yes | UK | UMT300UPN |  | NPS/002/009 | 2015-01-12
Underground | Mechanical Lugs and Clamps | Clamp | LV | Suitable for cables up to 300mm | 367394 | Pfisterer UK | No | France | 333 745 003 |  | NPS/002/009 | 2015-01-12
Underground | Mechanical Lugs and Clamps | Clamp | LV | Neutral Earh Connector - For connecting Stranded Copper Neutral/Earth wires to Bus Bars | 168360 | Sicame UK | Yes | UK | NET2 |  | NPS/002/009 | 2015-01-12
Underground | Mechanical Lugs and Clamps | Clamp | LV | Neutral Earth Rod Connector | 168343 | Sicame UK | Yes | UK | NE13 |  | NPS/002/009 | 2015-01-12
Underground | Mechanical Lugs and Clamps | Clamp | LV | Transitional Connector – Consac / Waveform | 168358 | Sicame UK | Yes | UK | NET1 |  | NPS/002/009 | 2015-01-12
Underground | Jointing Sundrie | H/S Gland | N/A | Cable Gland: Heatshrink for Single Core 19 - 40mm Dia Cables: (Pack of 3) | 356848 | Jointing Technologies | Yes | UK | CES4 |  | NPS/001/001 | 2015-01-12
Underground | Jointing Sundrie | H/S Gland | N/A | Cable Gland; Heatshrink; for Single Core 36mm - 65mm Dia Cables. (Pack of 3) | 58958 | Jointing Technologies | Yes | UK | CES5 |  | NPS/002/010 | 2015-01-12
Underground | Jointing Sundrie | Accessory | N/A | Nylon Stuffing Gland for cable in range 7mm - 13mm dia | 356807 | Jointing Technologies | Yes | UK | GNYLON20 |  | NPS/002/010 | 2015-01-12
Underground | Jointing Sundrie | Accessory | N/A | Fuse Carrier with Side Wedges - 3.25in with holes for test purposes | 296679 | Jointing Technologies | Yes | UK | THM0006414 |  | NPS/002/010 | 2015-01-12
Underground | Jointing Sundrie | Solder | N/A | Abrasive Solder - 65% Tin, 35% Zinc Normal Weight 0.2Kg | 61754 | Jointing Technologies | Yes | UK | AS703 |  | NPS/002/010 | 2015-01-12
Underground | Jointing Sundrie | Solder | N/A | Plumbing Metal Grade H | 61234 | Jointing Technologies | Yes | UK | JPSH |  | NPS/002/010 | 2015-01-12
Underground | Jointing Sundrie | Solder | N/A | GRADE 'D' PLUMBING METAL IN CARTONS CONTAINING 50 X 0.5KG | 330117 | Jointing Technologies | Yes | UK | JPSD |  | NPS/002/010 | 2015-01-12
Underground | Jointing Sundrie | Solder | N/A | Solder Copper Cond Grade M | 61820 | Jointing Technologies | Yes | UK | JTS |  | NPS/002/010 | 2015-01-12
Underground | Jointing Sundrie | Accessory | N/A | Jointing Tallow | 299370 | Jointing Technologies | Yes | UK | JTALLOW |  | NPS/002/010 | 2015-01-12
Underground | Jointing Sundrie | Joint Sealant | N/A | Putty Bicaseal Putty 0.5kg pack (each 0.5kg pack containing 1 x 250gr pack of resin, 1 x 250gr pack of hardener) | 89201 | Jointing Technologies | Yes | UK | F70612-52 |  | NPS/002/010 | 2015-01-12
Underground | Jointing Sundrie | Solder | N/A | Antimonial Lead Wire 2.8mm | 168682 | Jointing Technologies | Yes | UK | D70113-02 |  | NPS/002/010 | 2015-01-12
Underground | Jointing Sundrie | Solder | N/A | WIRE FUSE TINNED CU 16 SWG (ON 0.4KG REELS) | 366674 | Jointing Technologies | Yes | UK | TBA |  | NPS/002/010 | 2015-01-12
Underground | Jointing Sundrie | Solder | N/A | WIRE FUSE TINNED CU 18 SWG ON 0.4KG REELS | 366689 | Jointing Technologies | Yes | UK | TBA |  | NPS/002/010 | 2015-01-12
Underground | Jointing Sundrie | Solder | N/A | WIRE FUSE TINNED CU 20 SWG 20 SWG (ON 0.4KG REELS) | 366693 | Jointing Technologies | Yes | UK | TBA |  | NPS/002/010 | 2015-01-12
Underground | Jointing Sundrie | Joint Sealant | N/A | COMPOUND PENETROX A (PLASTIC BOTTLE). | 361295 | Jointing Technologies | Yes | UK | JBX1.225 |  | NPS/002/010 | 2015-01-12
Underground | Jointing Sundrie | End Cap | N/A | Heatshrink Cable Cap End Shrink Ratio 20-6 | 163458 | Utility Power Solutions | Yes | UK | TBA |  | NPS/002/010 | 2015-01-12
Underground | Jointing Sundrie | End Cap | N/A | Heatshrink Cable End Cap Shrink Ratio 40-15 | 82123 | Utility Power Solutions | Yes | UK | TBA |  | NPS/002/010 | 2015-01-12
Underground | Jointing Sundrie | End Cap | N/A | Heatshrink Cable End Cap Shrink Ratio 63-24 | 82081 | Utility Power Solutions | Yes | UK | TBA |  | NPS/002/010 | 2015-01-12
Underground | Jointing Sundrie | End Cap | N/A | Heatshrink Cable End Cap Shrink Ratio 106-45 | 82198 | Utility Power Solutions | Yes | UK | TBA |  | NPS/002/010 | 2015-01-12
Underground | Jointing Sundrie | End Cap | N/A | Cable end shorting kit for Cable Diameter 15-30mm | 163770 | Utility Power Solutions | Yes | UK | TBA |  | NPS/002/010 | 2015-01-12
Underground | Jointing Sundrie | Shorting Kit | N/A | Cable end shorting kit for cable diameter 25-50mm | 163774 | Utility Power Solutions | Yes | UK | TBA |  | NPS/002/010 | 2015-01-12
Underground | Jointing Sundrie | Shorting Kit | N/A | Cable end shorting kit for Cable Diameter 45-95mm | 163776 | Utility Power Solutions | Yes | UK | TBA |  | NPS/002/010 | 2015-01-12
Underground | Jointing Sundrie | Repair Sleeve | N/A | Sleeve, Wraparound, Heat Shrink For Cable Dia 10mm - 35mm x 1000 Long | 170269 | Utility Power Solutions | Yes | UK | TBA |  | NPS/002/010 | 2015-01-12
Underground | Jointing Sundrie | Repair Sleeve | N/A | Sleeve, Wraparound, Heat Shrink, For Cable Dia 25mm - 80mm x 1000mm | 170095 | Utility Power Solutions | Yes | UK | TBA |  | NPS/002/010 | 2015-01-12
Underground | Jointing Sundrie | Repair Sleeve | N/A | Sleeve, Wraparound, Heat Shrink For Cable Dia 40mm - 140mm x 1000mm Long. | 170108 | Utility Power Solutions | Yes | UK | TBA |  | NPS/002/010 | 2015-01-12
Underground | Jointing Sundrie | Cable Breakout | N/A | Breakout 2 Finger Heatshrink for Cable in Range 25-35 mm2 | 82321 | Utility Power Solutions | Yes | UK | TBA |  | NPS/002/010 | 2015-01-12
Underground | Jointing Sundrie | Cable Breakout | N/A | Breakout 3 Finger Heatshrink for Cable in Range 4-25 mm2 | 82339 | Utility Power Solutions | Yes | UK | TBA |  | NPS/002/010 | 2015-01-12
Underground | Jointing Sundrie | Cable Breakout | N/A | Breakout, 3 Finger, Heat Shrink, 110 - 35mm | 162949 | Utility Power Solutions | Yes | UK | TBA |  | NPS/002/010 | 2015-01-12
Underground | Jointing Sundrie | Cable Breakout | N/A | Breakout 4 Finger Heatshrink for Cable in Range 35-95 mm2 | 82834 | Utility Power Solutions | Yes | UK | TBA |  | NPS/002/010 | 2015-01-12
Underground | Jointing Sundrie | Cable Breakout | N/A | Breakout 4 Finger Heatshrink for Cable in Range 120-300 mm2 | 82867 | Utility Power Solutions | Yes | UK | TBA |  | NPS/002/010 | 2015-01-12
Underground | Jointing Sundrie | Shorting Kit | N/A | Cable End Shorting Kit: For 95mm Triplex Cables | 163766 | Sicame UK | Yes | UK | TBA |  | NPS/002/010 | 2015-01-12
Underground | Jointing Sundrie | Shorting Kit | N/A | Cable End Shorting Kit: 185 - 300mm Triplex Cables. | 163768 | Sicame UK | Yes | UK | TBA |  | NPS/002/010 | 2015-01-12
Underground | Jointing Sundrie | Accessory | N/A | PVC "Y" Piece Moulded From Material Grade "DM50" Colour Black. | 365436 | Sicame UK | Yes | UK | SEDYPVC |  | NPS/002/010 | 2015-01-12
Underground | Jointing Sundrie | H/S Tube | N/A | Polyolefin Tubing 25mm Dia Black | 83048 | TE Connectivity | Yes | UK | TBA |  | NPS/002/010 | 2015-01-12
Underground | Jointing Sundrie | H/S Tube | N/A | Polyolefin Tubing 25mm Dia Blue | 83113 | TE Connectivity | Yes | UK | TBA |  | NPS/002/010 | 2015-01-12
Underground | Jointing Sundrie | H/S Tube | N/A | Polyolefin Tubing 25mm Dia Yellow | 83121 | TE Connectivity | Yes | UK | TBA |  | NPS/002/010 | 2015-01-12
Underground | Jointing Sundrie | H/S Tube | N/A | Polyolefin Tubing 25mm Dia Red | 83139 | TE Connectivity | Yes | UK | TBA |  | NPS/002/010 | 2015-01-12
Underground | Jointing Sundrie | H/S Tube | N/A | Tube: Heatshrink: 19mm Dia: Black: To Fit Earth Wires 35-50mm | 160002 | TE Connectivity | Yes | UK | TBA |  | NPS/002/010 | 2015-01-12
Underground | Jointing Sundrie | H/S Tube | N/A | Polyolefin Tubing 12.7mm Dia Black | 83063 | TE Connectivity | Yes | UK | TBA |  | NPS/002/010 | 2015-01-12
Underground | Jointing Sundrie | H/S Tube | N/A | Heavy Walled Sleeving 48mm Dia x 1000mm Long | 83345 | TE Connectivity | Yes | UK | TBA |  | NPS/002/010 | 2015-01-12
Underground | Jointing Sundrie | H/S Tube | N/A | Heavy Walled Sleeving 30mm Dia x 1000mm Long | 83329 | TE Connectivity | Yes | UK | TBA |  | NPS/002/010 | 2015-01-12
Underground | Jointing Sundrie | H/S Tube | N/A | Heavy Walled Sleeving 30mm Dia x 1000mm Long | 83352 | TE Connectivity | Yes | UK | TBA |  | NPS/002/010 | 2015-01-12
Underground | Jointing Sundrie | H/S Tube | N/A | Heavy Walled Sleeving 20mm Dia x 250mm Long | 83311 | TE Connectivity | Yes | UK | TBA |  | NPS/002/010 | 2015-01-12
Underground | Jointing Sundrie | Cable Tie | N/A | Cable Tie Red 100mm x 2.5mm | 299297 | TE Connectivity | Yes | UK | TBA |  | NPS/002/010 | 2015-01-12
Underground | Jointing Sundrie | Cable Tie | N/A | Cable Tie Natural; 100mm x 2.5mm (Packs of 100) | 104711 | TE Connectivity | Yes | UK | TBA |  | NPS/002/010 | 2015-01-12
Underground | Jointing Sundrie | Cable Tie | N/A | Cable Tie Natural: 200mm x 4.8mm | 104745 | TE Connectivity | Yes | UK | TBA |  | NPS/002/010 | 2015-01-12
Underground | Jointing Sundrie | Cable Tie | N/A | Cable Tie: Natural: 300mm x 5mm | 104729 | TE Connectivity | Yes | UK | TBA |  | NPS/002/010 | 2015-01-12
Underground | Street Furniture Cut Outs |  |  | 25-Amp Single Pole Live, Neutral and Separate Earth.(SNE) | 044198 | WT Henley | Yes |  |  |  | NPS/002/007
Underground | Street Furniture Cut Outs |  |  | 25-Amp Single Pole Live, Neutral and Separate Earth.(SNE) | 044198 | Tofco Ltd | No | Ponteland Newcastle |  |  | NPS/002/007
Underground | Street Furniture Cut Outs |  |  | 25-Amp Single Pole Live, Neutral and Separate Earth.(SNE) | 044198 | Lucy Switchgear | No | Manufactured In China Assembled in Thame Oxfordshire | (SLF) THM0001970 | Supplied up to 2013 Contract | NPS/002/007
Underground | Street Furniture Cut Outs |  |  | 25-Amp Single Pole Live and Combined Neutral/Earth (CNE) | 044206 | WT Henley | Yes |  |  |  | NPS/002/007
Underground | Street Furniture Cut Outs |  |  | 25-Amp Single Pole Live and Combined Neutral/Earth (CNE) | 044206 | Tofco Ltd | No | Ponteland Newcastle |  |  | NPS/002/007
Underground | Street Furniture Cut Outs |  |  | 25-Amp Single Pole Live and Combined Neutral/Earth (CNE) | 044206 | Lucy Switchgear | No | Manufactured In China Assembled in Thame Oxfordshire | (SLF) THM0001978 | Supplied up to 2013 Contract | NPS/002/007
Underground | Street Furniture Cut Outs |  |  | 25-Amp Double Pole Live and Combined Neutral/Earth (CNE) | 181140 | WT Henley | Yes |  |  |  | NPS/002/007
Underground | Street Furniture Cut Outs |  |  | 25-Amp Double Pole Live and Combined Neutral/Earth (CNE) | 181140 | Tofco Ltd | No | Ponteland Newcastle |  |  | NPS/002/007
Underground | Street Furniture Cut Outs |  |  | 25-Amp Double Pole Live and Combined Neutral/Earth (CNE) | 181140 | Lucy Switchgear | No | Manufactured In China Assembled in Thame Oxfordshire | (SLF) THM0001979 | Supplied up to 2013 Contract | NPS/002/007
Underground | Street Furniture Cut Outs |  |  | 25-Amp Outgoing terminals shall supply a 17.5mm din-rail mounted double-pole switch unit of rating 32 Amps. The outgoing live terminal of the double pole switch shall supply a 17.5mm din-rail cartridge fuse of rating up to 25-Amps. THIS UNIT NO LONGER AVAILABLE | 044230 | Lucy Switchgear | Obsolete | Manufactured In China Assembled in Thame Oxfordshire | 270116009 |  | NPS/002/007
Underground | Street Furniture Cut Outs |  |  | 25-Amp Outgoing terminals shall supply a 17.5mm din-rail mounted double-pole switch unit of rating 32 Amps. The outgoing live terminal of the double pole switch shall supply a 17.5mm din-rail cartridge fuse of rating up to 25-Amps. THIS UNIT NO LONGER AVAILABLE | 044230 | Tofco Ltd | Obsolete | Ponteland Newcastle |  |  | NPS/002/007
Overhead | Safety Sign Spacer Washers |  |  | Washer: Black Nylon: 14mm X 2mm (Thick) 5mm Dia. Hole | 374577 | Ellis Patents | Yes |  |  |  | NPS/002/011 | 2018-01-18
Overhead | Safety Sign Spacer Washers |  |  | Washer: Black Nylon: 14mm X 6mm (Thick) 5mm Dia. Hole. | 374581 | Ellis Patents | Yes |  |  |  | NPS/002/011 | 2018-01-18
Underground | Heavy Duty & House Service Cut-outs |  |  | Industrial Service Unit (ISU) Cable Range 95mm2 – 300mm2 WNE 915(H) x 506(W) x 246(D) | 044958 | Schneider Electric | Yes | Scarborough |  |  | NPS/002/006
Underground | Heavy Duty & House Service Cut-outs |  |  | GF200 - Heavy Duty Cut-out PME-SNE or No Earth Max Fuse Rating 200Amp Cable Range up-to 95mm2 WNE Fuse Carrier 83mm Centres 425(H) x 355(W) x 187(D) | 183875 | Lucy Switchgear | Yes | Thame Oxford |  |  | NPS/002/006
Underground | Heavy Duty & House Service Cut-outs |  |  | GF600 - Heavy Duty Cut-out Max Fuse Rating 600Amp PME-SNE or No Earth Cable Range up-to 300mm2 WNE Fuse Carrier 92mm Centres 827(H) x 550(W) x 258(D) | 183926 | Lucy Switchgear | No | Thame Oxford |  |  | NPS/002/006
Underground | Heavy Duty & House Service Cut-outs |  |  | Single Phase Service Cut-Outs/Fuse Units CNE – SNE Cable Range up to 35mm2 | Various | TT Electronics (WT Henley) | Yes | Gravesend Kent |  |  | NPS/002/006
Underground | Heavy Duty & House Service Cut-outs |  |  | Single Phase Service Cut-Outs/Fuse Units CNE – SNE Cable Range up to 35mm2 | Various | Lucy Switchgear | No | Thame Oxford |  |  | NPS/002/006
Underground | Heavy Duty & House Service Cut-outs |  |  | Three Phase Service Cut-Outs/Fuse Units CNE – SNE Cable Range up to 35mm2 | Various | TT Electronics (WT Henley) | Yes | Gravesend Kent |  |  | NPS/002/006
Underground | Heavy Duty & House Service Cut-outs |  |  | Three Phase Service Cut-Outs/Fuse Units CNE – SNE Cable Range up to 35mm2 | Various | Lucy Switchgear | No | Thame Oxford |  |  | NPS/002/006
Underground | Heavy Duty & House Service Cut-outs |  |  | GF400 - Heavy Duty Cut-out PME-SNE or No Earth Max Fuse Rating 400Amp Cable Range up-to 185mm2 WNE Fuse Carrier 92mm Centres 647(H) x 510(W) x 228(D) | 183998 | Lucy Switchgear | Yes | Thame Oxford |  |  | NPS/002/006
Underground | Double Pole Service Isolator Switches |  |  | PME-SNE or No Earth
Miscellaneous | HV AND LV Fuse Links | HV Fuse | HV | FUSE STRIKER PIN 11KV 359MM 50A ESI STANDARD 12-8 APPENDIX B | 287612 | Lawson Fuses Ltd | Yes | UK | 3025036-50 |  | NPS/001/017 | 2015-01-12
Miscellaneous | HV AND LV Fuse Links | HV Fuse | HV | FUSE STRIKER PIN 11KV 359MM 50A ESI STANDARD 12-8 APPENDIX B | 287612 | Cooper UK Ltd | Yes | India | TBA |  | NPS/001/017 | 2015-01-12
Miscellaneous | HV AND LV Fuse Links | HV Fuse | HV | FUSE STRIKER PIN 20KV 359MM LINKS TO BS2692 PART 1;1975 MAN. LIST NO OEGMA 10A | 280011 | Lawson Fuses Ltd | Yes | UK | TBA |  | NPS/001/017 | 2015-01-12
Miscellaneous | HV AND LV Fuse Links | HV Fuse | HV | FUSE STRIKER PIN 24KV - 20Amp 359MM LINKS TO BS2692 PART 1:1975 | 287824 | Lawson Fuses Ltd | Yes | UK | TBA |  | NPS/001/017 | 2015-01-12
Miscellaneous | HV AND LV Fuse Links | HV Fuse | HV | 359MM OIL IMMERSED 20KV FUSE LINKS TO BS2692 PART 1:1975 MAN. LIST NO. OEGMA 31.5A | 287839 | Lawson Fuses Ltd | Yes | UK | 3015636.31.5A |  | NPS/001/017 | 2015-01-12
Miscellaneous | HV AND LV Fuse Links | HV Fuse | HV | 359MM OIL IMMERSED 20KV FUSE LINKS TO BS2692 PART 1:1975 MAN. LIST NO OEGMA 50A | 287843 | Lawson Fuses Ltd | Yes | UK | 3015636.50A |  | NPS/001/017 | 2015-01-12
Miscellaneous | HV AND LV Fuse Links | HV Fuse | HV | 11kV 20 Amp Fuse Striker Pin 359MM to ENATS 12-8 Appendix B Ref A1 | 287595 | Lawson Fuses Ltd | Yes | UK | 3024736-20 |  | NPS/001/017 | 2015-01-12
Miscellaneous | HV AND LV Fuse Links | HV Fuse | HV | 359MM TAG TYPE AIR FUSE LINKS TO ESI STANDARD 12-8 APPENDIX B REF A2; 31.5A | 287608 | Lawson Fuses Ltd | Yes | UK | 3024736-31.5 |  | NPS/001/017 | 2015-01-12
Miscellaneous | HV AND LV Fuse Links | HV Fuse | HV | FUSE STRIKER PIN 11KV 359MM A4 ENATS 12-8 APPENDIX B REF A4 71A | 287627 | Lawson Fuses Ltd | Yes | UK | 3025036-71 |  | NPS/001/017 | 2015-01-12
Miscellaneous | HV AND LV Fuse Links | HV Fuse | HV | FUSE STRIKER PIN 6.6/11KV A5 ESI STANDARD 12-8 APPENDIX B REF A5 MAN. LIST NO. BFGHD 90A | 287665 | Lawson Fuses Ltd | Yes | UK | 3025036.90A |  | NPS/001/017 | 2015-01-12
Miscellaneous | HV AND LV Fuse Links | HV Fuse | HV | 100 Amp Buttonhead High Voltage Fuse Links - Overhead - 80cm in length. | 37895 | Lawson Fuses Ltd | Yes | UK | FL16T100 |  | NPS/001/017 | 2015-01-12
Miscellaneous | HV AND LV Fuse Links | HV Fuse | HV | Fuse Element, 20/11kV, 25A, Slow Blow Universal for J & P Type and Linegear Mark 1 Only | 245018 | Lawson Fuses Ltd | Yes | UK | FL16T25R |  | NPS/001/017 | 2015-01-12
Miscellaneous | HV AND LV Fuse Links | HV Fuse | HV | Fuse Element, 20/11kV, 25A, Slow Blow Universal for J & P Type and Linegear Mark 1 Only | 245018 | Cooper UK Ltd | Yes | India | TBA |  | NPS/001/017 | 2015-01-12
Miscellaneous | HV AND LV Fuse Links | HV Fuse | HV | expulsion fuse link 25A, type T upto 46kV 1/4"UNF thread. | 259059 | Lawson Fuses Ltd | Yes | UK | FL16T25 |  | NPS/001/017 | 2015-01-12
Miscellaneous | HV AND LV Fuse Links | LV Fuse | LV | 100amp Pole Mounted Cartridge Fuse Links - No Tag. JF100 | 31625 | Lawson Fuses Ltd | Yes | UK | JF100 |  | NPS/001/017 | 2015-01-12
Miscellaneous | HV AND LV Fuse Links | LV Fuse | LV | 150amp Pole Mounted Cartridge Fuse Links - No Tag. JF160 | 31633 | Lawson Fuses Ltd | Yes | UK | JF160 |  | NPS/001/017 | 2015-01-12
Miscellaneous | HV AND LV Fuse Links | LV Fuse | LV | FUSE J TYPE 3.25" 100A ENATS 12.8 JPU100 | 280721 | Lawson Fuses Ltd | Yes | UK | TBA |  | NPS/001/017 | 2015-01-12
Miscellaneous | HV AND LV Fuse Links | LV Fuse | LV | FUSE J TYPE 3.25" 150/160A JPU160 | 280740 | Lawson Fuses Ltd | Yes | UK | TBA |  | NPS/001/017 | 2015-01-12
Miscellaneous | HV AND LV Fuse Links | LV Fuse | LV | FUSE J TYPE 3.25" 200A ENATS 12.8 JPU200 | 280774 | Lawson Fuses Ltd | Yes | UK | TBA |  | NPS/001/017 | 2015-01-12
Miscellaneous | HV AND LV Fuse Links | LV Fuse | LV | FUSE LINK 250A CARTRIDGE REF. JPU250 | 280628 | Lawson Fuses Ltd | Yes | UK | TBA |  | NPS/001/017 | 2015-01-12
Miscellaneous | HV AND LV Fuse Links | LV Fuse | LV | FUSE LINK 315A CARTRIDGE REF. JPU315 | 280632 | Lawson Fuses Ltd | Yes | UK | TBA |  | NPS/001/017 | 2015-01-12
Miscellaneous | HV AND LV Fuse Links | LV Fuse | LV | FUSE LINK 400A CARTRIDGE REF. JPU400 | 280666 | Lawson Fuses Ltd | Yes | UK | TBA |  | NPS/001/017 | 2015-01-12
Miscellaneous | HV AND LV Fuse Links | LV Fuse | LV | 500 Amp 82 Centres (mm) Fuse Generally to ESI 12-8 anf BS 88 Part 5 | 35568 | Lawson Fuses Ltd | Yes | UK | JPU500 |  | NPS/001/017 | 2015-01-12
Miscellaneous | HV AND LV Fuse Links | LV Fuse | LV | Fuse: 630 Amp JPU: 82mm Centres: Generally to ESI 12-8 and BS 88 Part 5 | 34876 | Lawson Fuses Ltd | Yes | UK | JPU630 |  | NPS/001/017 | 2015-01-12
Miscellaneous | HV AND LV Fuse Links | LV Fuse | LV | FUSE LINK 200A CARTRIDGE REF. JSU200 | 280825 | Lawson Fuses Ltd | Yes | UK | TBA |  | NPS/001/017 | 2015-01-12
Miscellaneous | HV AND LV Fuse Links | LV Fuse | LV | 32 amp Street Lighting Cartridge Fuse Links - Offset Bolted Tag | 30726 | Lawson Fuses Ltd | Yes | UK | LST32 |  | NPS/001/017 | 2015-01-12
Miscellaneous | HV AND LV Fuse Links | LV Fuse | LV | 400amp Miscellaneous Fuse Cartridge Offset 440v ref 85TM | 32813 | Lawson Fuses Ltd | Yes | UK | 85TM400 |  | NPS/001/017 | 2015-01-12
Miscellaneous | HV AND LV Fuse Links | LV Fuse | LV | 600amp Miscellaneous Fuse Cartridge Offset 440v ref 86TT | 32870 | Lawson Fuses Ltd | Yes | UK | 86TT630 |  | NPS/001/017 | 2015-01-12
Miscellaneous | HV AND LV Fuse Links | LV Fuse | LV | 500amp Cartridge Centre Bolted Tag (BS Ref C2) | 34322 | Lawson Fuses Ltd | Yes | UK | TTM500 |  | NPS/001/017 | 2015-01-12
Miscellaneous | HV AND LV Fuse Links | HV Fuse | HV | FUSE TIME LIMIT 3A ESI12.6 | 289054 | Lawson Fuses Ltd | Yes | UK | TBA |  | NPS/001/017 | 2015-01-12
Miscellaneous | HV AND LV Fuse Links | HV Fuse | HV | FUSE TIME LIMIT 7.5A ESI 12.6 XF7.5 | 289073 | Lawson Fuses Ltd | Yes | UK | XF7.5 |  | NPS/001/017 | 2015-01-12
Miscellaneous | HV AND LV Fuse Links | HV Fuse | HV | FUSE TIME LIMIT 10A ESI 12.6 | 289088 | Lawson Fuses Ltd | Yes | UK | TBA |  | NPS/001/017 | 2015-01-12
Miscellaneous | HV AND LV Fuse Links | HV Fuse | HV | FUSE TIME LIMIT 12.5A ESI 12.6 XF12.5 | 289092 | Lawson Fuses Ltd | Yes | UK | TBA |  | NPS/001/017 | 2015-01-12
Miscellaneous | HV AND LV Fuse Links | HV Fuse | HV | FUSE TIME LIMIT 15A ESI 12.6 | 289105 | Lawson Fuses Ltd | Yes | UK | TBA |  | NPS/001/017 | 2015-01-12
Miscellaneous | HV AND LV Fuse Links | HV Fuse | HV | Fuse Link with Off-set Tag: For Use With "Re-zap" Unit: Part No: - 86TT710 | 280010 | Lawson Fuses Ltd | Yes | UK | TBA |  | NPS/001/017 | 2015-01-12
Miscellaneous | HV AND LV Fuse Links | LV Fuse | LV | FUSE LV 60A BS1361 HOUSE SERVICE MF60 | 282430 | Lawson Fuses Ltd | Yes | UK | TBA |  | NPS/001/017 | 2015-01-12
Miscellaneous | HV AND LV Fuse Links | LV Fuse | LV | FUSE LV 60A BS1361 HOUSE SERVICE MF60 | 282430 | Cooper UK Ltd | Yes | India | TBA |  | NPS/001/017 | 2015-01-12
Miscellaneous | HV AND LV Fuse Links | LV Fuse | LV | FUSE LV 80A BS1361 HOUSE SERVICE MF80 | 282426 | Lawson Fuses Ltd | Yes | UK | TBA |  | NPS/001/017 | 2015-01-12
Miscellaneous | HV AND LV Fuse Links | LV Fuse | LV | FUSE LV 80A BS1361 HOUSE SERVICE MF80 | 282426 | Cooper UK Ltd | Yes | India | TBA |  | NPS/001/017 | 2015-01-12
Miscellaneous | HV AND LV Fuse Links | LV Fuse | LV | FUSE LV 40A BS1361 HOUSE SERVICE ME40 | 282360 | Lawson Fuses Ltd | Yes | UK | TBA |  | NPS/001/017 | 2015-01-12
Miscellaneous | HV AND LV Fuse Links | LV Fuse | LV | FUSE LV 40A BS1361 HOUSE SERVICE ME40 | 282360 | Cooper UK Ltd | Yes | India | TBA |  | NPS/001/017 | 2015-01-12
Miscellaneous | HV AND LV Fuse Links | LV Fuse | LV | 10amp Cartridge Fuse Links - Offset Blade Tag (BS Ref f1) | 32094 | Lawson Fuses Ltd | Yes | UK | NS10 |  | NPS/001/017 | 2015-01-12
Miscellaneous | HV AND LV Fuse Links | LV Fuse | LV | 10amp Cartridge Fuse Links - Offset Blade Tag (BS Ref f1) | 32094 | Cooper UK Ltd | Yes | India | TBA |  | NPS/001/017 | 2015-01-12
Miscellaneous | HV AND LV Fuse Links | LV Fuse | LV | FUSE LINK J TYPE 250A CARTRIDGE REF. JSU250 | 280384 | Lawson Fuses Ltd | Yes | UK | TBA |  | NPS/001/017 | 2015-01-12
Miscellaneous | HV AND LV Fuse Links | LV Fuse | LV | FUSE LINK J TYPE 250A CARTRIDGE REF. JSU250 | 280384 | Cooper UK Ltd | Yes | India | TBA |  | NPS/001/017 | 2015-01-12
Miscellaneous | HV AND LV Fuse Links | LV Fuse | LV | FUSE LINK 6A CARTRIDGE REF. LST6 PUBLIC LIGHT | 282750 | Lawson Fuses Ltd | Yes | UK | TBA |  | NPS/001/017 | 2015-01-12
Miscellaneous | HV AND LV Fuse Links | LV Fuse | LV | FUSE LINK 6A CARTRIDGE REF. LST6 PUBLIC LIGHT | 282750 | Cooper UK Ltd | No | India | TBA |  | NPS/001/017 | 2015-01-12
Miscellaneous | HV AND LV Fuse Links | LV Fuse | LV | FUSE LINK 315A CARTRIDGE REF. JSU315 | 280844 | Lawson Fuses Ltd | Yes | UK | TBA |  | NPS/001/017 | 2015-01-12
Miscellaneous | HV AND LV Fuse Links | LV Fuse | LV | FUSE LINK 315A CARTRIDGE REF. JSU315 | 280844 | Cooper UK Ltd | No | India | TBA |  | NPS/001/017 | 2015-01-12
Miscellaneous | HV AND LV Fuse Links | LV Fuse | LV | FUSE LV 80A BS1361 HOUSE SERVICE ME80 | 282407 | Lawson Fuses Ltd | Yes | UK | TBA |  | NPS/001/017 | 2015-01-12
Miscellaneous | HV AND LV Fuse Links | LV Fuse | LV | FUSE LV 80A BS1361 HOUSE SERVICE ME80 | 282407 | Cooper UK Ltd | No | India | TBA |  | NPS/001/017 | 2015-01-12
Miscellaneous | HV AND LV Fuse Links | LV Fuse | LV | FUSE LINK 160 CARTRIDGE REF. JSU160. | 280793 | Lawson Fuses Ltd | Yes | UK | TBA |  | NPS/001/017 | 2015-01-12
Miscellaneous | HV AND LV Fuse Links | LV Fuse | LV | FUSE LINK 160 CARTRIDGE REF. JSU160. | 280793 | Cooper UK Ltd | No | India | TBA |  | NPS/001/017 | 2015-01-12
Miscellaneous | HV AND LV Fuse Links | LV Fuse | LV | FUSE LINK 500A CARTRIDGE REF. JSU500 | 280878 | Lawson Fuses Ltd | Yes | UK | TBA |  | NPS/001/017 | 2015-01-12
Miscellaneous | HV AND LV Fuse Links | LV Fuse | LV | FUSE LINK 500A CARTRIDGE REF. JSU500 | 280878 | Cooper UK Ltd | No | India | TBA |  | NPS/001/017 | 2015-01-12
Miscellaneous | HV AND LV Fuse Links | LV Fuse | LV | Fuse Link,J Type 3.625", 355A, ESI 12.8, Ref.JSU355 | 280399 | Lawson Fuses Ltd | Yes | UK | TBA |  | NPS/001/017 | 2015-01-12
Miscellaneous | HV AND LV Fuse Links | LV Fuse | LV | Fuse Link,J Type 3.625", 355A, ESI 12.8, Ref.JSU355 | 280399 | Cooper UK Ltd | No | India | TBA |  | NPS/001/017 | 2015-01-12
Miscellaneous | HV AND LV Fuse Links | LV Fuse | LV | 25amp Street Lighting Cartridge Fuse Links - Offset Bolted Tag. | 30718 | Lawson Fuses Ltd | Yes | UK | LST25 |  | NPS/001/017 | 2015-01-12
Miscellaneous | HV AND LV Fuse Links | LV Fuse | LV | 25amp Street Lighting Cartridge Fuse Links - Offset Bolted Tag. | 30718 | Cooper UK Ltd | No | India | TBA |  | NPS/001/017 | 2015-01-12
Miscellaneous | HV AND LV Fuse Links | HV Fuse | HV | Fuse Element, 20/11kV, 40A, Slow Blow Universal for J & P Type and Linegear Mark 1 Only | 245060 | Lawson Fuses Ltd | Yes | UK | FL16T40R |  | NPS/001/017 | 2015-01-12
Miscellaneous | HV AND LV Fuse Links | HV Fuse | HV | Fuse Element, 20/11kV, 40A, Slow Blow Universal for J & P Type and Linegear Mark 1 Only | 245060 | Cooper UK Ltd | No | India | TBA |  | NPS/001/017 | 2015-01-12
Miscellaneous | HV AND LV Fuse Links | HV Fuse | HV | Fuse Element 20/11kV, 30A, Slowblow Universal for J & P Type and Linegear Mark 1 Only. | 242518 | Lawson Fuses Ltd | Yes | UK | FL16T30R |  | NPS/001/017 | 2015-01-12
Miscellaneous | HV AND LV Fuse Links | HV Fuse | HV | Fuse Element 20/11kV, 30A, Slowblow Universal for J & P Type and Linegear Mark 1 Only. | 242518 | Cooper UK Ltd | No | India | TBA |  | NPS/001/017 | 2015-01-12
Miscellaneous | HV AND LV Fuse Links | HV Fuse | HV | expulsion fuse link 30A, type T upto 46kV 1/4"UNF thread. | 259063 | Lawson Fuses Ltd | Yes | UK | FL16T30 |  | NPS/001/017 | 2015-01-12
Miscellaneous | HV AND LV Fuse Links | HV Fuse | HV | expulsion fuse link 30A, type T upto 46kV 1/4"UNF thread. | 259063 | Cooper UK Ltd | No | India | TBA |  | NPS/001/017 | 2015-01-12
Miscellaneous | HV AND LV Fuse Links | HV Fuse | HV | Fuse Element, 20/11kV, 10A, Slow Blow Universal for J & P Type and Linegear Mark 1 Only, | 245037 | Lawson Fuses Ltd | Yes | UK | FL16T10R |  | NPS/001/017 | 2015-01-12
Miscellaneous | HV AND LV Fuse Links | HV Fuse | HV | Fuse Element, 20/11kV, 10A, Slow Blow Universal for J & P Type and Linegear Mark 1 Only, | 245037 | Cooper UK Ltd | No | India | TBA |  | NPS/001/017 | 2015-01-12
Miscellaneous | HV AND LV Fuse Links | HV Fuse | HV | expulsion fuse link 10A, type T upto 46kV 1/4"UNF thread. | 259010 | Lawson Fuses Ltd | Yes | UK | FL16T10 |  | NPS/001/017 | 2015-01-12
Miscellaneous | HV AND LV Fuse Links | HV Fuse | HV | expulsion fuse link 10A, type T upto 46kV 1/4"UNF thread. | 259010 | Cooper UK Ltd | No | India | TBA |  | NPS/001/017 | 2015-01-12
Miscellaneous | HV AND LV Fuse Links | HV Fuse | HV | Fuse Element, 20/11kV, 12A, Slow Blow Universal for J & P Type and Linegear Mark 1 Only, | 245041 | Lawson Fuses Ltd | Yes | UK | FL16T12R |  | NPS/001/017 | 2015-01-12
Miscellaneous | HV AND LV Fuse Links | HV Fuse | HV | Fuse Element, 20/11kV, 12A, Slow Blow Universal for J & P Type and Linegear Mark 1 Only, | 245041 | Cooper UK Ltd | No | India | TBA |  | NPS/001/017 | 2015-01-12
Miscellaneous | HV AND LV Fuse Links | HV Fuse | HV | expulsion fuse link 12A, type T upto 46kV 1/4"UNF thread. | 259025 | Lawson Fuses Ltd | Yes | UK | FL16T12 |  | NPS/001/017 | 2015-01-12
Miscellaneous | HV AND LV Fuse Links | HV Fuse | HV | expulsion fuse link 12A, type T upto 46kV 1/4"UNF thread. | 259025 | Cooper UK Ltd | No | India | TBA |  | NPS/001/017 | 2015-01-12
Miscellaneous | HV AND LV Fuse Links | HV Fuse | HV | Fuse Element, 20/11kV, 15A, Slow Blow Universal for J & P Type and Linegear Mark 1 Only | 245056 | Lawson Fuses Ltd | Yes | UK | FL16T15R |  | NPS/001/017 | 2015-01-12
Miscellaneous | HV AND LV Fuse Links | HV Fuse | HV | Fuse Element, 20/11kV, 15A, Slow Blow Universal for J & P Type and Linegear Mark 1 Only | 245056 | Cooper UK Ltd | No | India | TBA |  | NPS/001/017 | 2015-01-12
Miscellaneous | HV AND LV Fuse Links | HV Fuse | HV | expulsion fuse link 15A, type T upto 46kV 1/4"UNF thread. | 259044 | Lawson Fuses Ltd | Yes | UK | FL16T15 |  | NPS/001/017 | 2015-01-12
Miscellaneous | HV AND LV Fuse Links | HV Fuse | HV | expulsion fuse link 15A, type T upto 46kV 1/4"UNF thread. | 259044 | Cooper UK Ltd | No | India | TBA |  | NPS/001/017 | 2015-01-12
Miscellaneous | HV AND LV Fuse Links | HV Fuse | HV | Fuse Element, 20/11kV, 50A, Slow Blow Universal Type | 245111 | Lawson Fuses Ltd | Yes | UK | SL33T50RHRDT |  | NPS/001/017 | 2015-01-12
Miscellaneous | HV AND LV Fuse Links | HV Fuse | HV | Fuse Element, 20/11kV, 50A, Slow Blow Universal Type | 245111 | Cooper UK Ltd | No | India | TBA |  | NPS/001/017 | 2015-01-12
Miscellaneous | HV AND LV Fuse Links | HV Fuse | HV | expulsion fuse link 50A, type T upto 46kV 1/4"UNF thread. | 259082 | Lawson Fuses Ltd | Yes | UK | FL16T50 |  | NPS/001/017 | 2015-01-12
Miscellaneous | HV AND LV Fuse Links | HV Fuse | HV | expulsion fuse link 50A, type T upto 46kV 1/4"UNF thread. | 259082 | Cooper UK Ltd | No | India | TBA |  | NPS/001/017 | 2015-01-12
Miscellaneous | HV AND LV Fuse Links | HV Fuse | HV | Fuse Element 20/11kV, 65A Slow Blow Universal for J & P Type and Linegear Mark 1 Only | 245446 | Lawson Fuses Ltd | Yes | UK | FL16T65R |  | NPS/001/017 | 2015-01-12
Miscellaneous | HV AND LV Fuse Links | HV Fuse | HV | Fuse Element 20/11kV, 65A Slow Blow Universal for J & P Type and Linegear Mark 1 Only | 245446 | Cooper UK Ltd | No | India | TBA |  | NPS/001/017 | 2015-01-12
Miscellaneous | HV AND LV Fuse Links | HV Fuse | HV | expulsion fuse link 65A, type T upto 46kV 1/4"UNF thread. | 259097 | Lawson Fuses Ltd | Yes | UK | FL16T65 |  | NPS/001/017 | 2015-01-12
Miscellaneous | HV AND LV Fuse Links | HV Fuse | HV | expulsion fuse link 65A, type T upto 46kV 1/4"UNF thread. | 259097 | Cooper UK Ltd | No | India | TBA |  | NPS/001/017 | 2015-01-12
Miscellaneous | HV AND LV Fuse Links | HV Fuse | HV | Fuse Element, 20/11kV, 40A, Slow Blow Universal for J & P Type and Linegear Mark 1 Only | 245060 | Lawson Fuses Ltd | Yes | UK | FL16T40R |  | NPS/001/017 | 2015-01-12
Miscellaneous | HV AND LV Fuse Links | HV Fuse | HV | Fuse Element, 20/11kV, 40A, Slow Blow Universal for J & P Type and Linegear Mark 1 Only | 245060 | Cooper UK Ltd | No | India | TBA |  | NPS/001/017 | 2015-01-12
Miscellaneous | HV AND LV Fuse Links | HV Fuse | HV | Fuse Element, 20/11kV, 6A, Slow Blow Universal for J & P Type and Linegear Mark 1 only, | 245840 | Lawson Fuses Ltd | Yes | UK | FL16T6R |  | NPS/001/017 | 2015-01-12
Miscellaneous | HV AND LV Fuse Links | HV Fuse | HV | Fuse Element, 20/11kV, 6A, Slow Blow Universal for J & P Type and Linegear Mark 1 only, | 245840 | Cooper UK Ltd | No | India | TBA |  | NPS/001/017 | 2015-01-12
Miscellaneous | HV AND LV Fuse Links | HV Fuse | HV | expulsion fuse link 80A, type T upto 46kV 1/4"UNF thread. | 259114 | Lawson Fuses Ltd | Yes | UK | FL16T80 |  | NPS/001/017 | 2015-01-12
Miscellaneous | HV AND LV Fuse Links | HV Fuse | HV | expulsion fuse link 80A, type T upto 46kV 1/4"UNF thread. | 259114 | Cooper UK Ltd | No | India | TBA |  | NPS/001/017 | 2015-01-12
Miscellaneous | HV AND LV Fuse Links | HV Fuse | HV | expulsion fuse link 100A, type T upto 46kV 1/4"UNF thread. | 259129 | Lawson Fuses Ltd | Yes | UK | FL16T100 |  | NPS/001/017 | 2015-01-12
Miscellaneous | HV AND LV Fuse Links | HV Fuse | HV | expulsion fuse link 100A, type T upto 46kV 1/4"UNF thread. | 259129 | Cooper UK Ltd | No | India | TBA |  | NPS/001/017 | 2015-01-12
Miscellaneous | HV AND LV Fuse Links | HV Fuse | HV | FUSE TIME LIMIT 5A ESI 12.6 | 289069 | Lawson Fuses Ltd | Yes | UK | TBA |  | NPS/001/017 | 2015-01-12
Miscellaneous | HV AND LV Fuse Links | HV Fuse | HV | FUSE TIME LIMIT 5A ESI 12.6 | 289069 | Cooper UK Ltd | No | India | TBA |  | NPS/001/017 | 2015-01-12
Miscellaneous | HV AND LV Fuse Links | HV Fuse | HV | FUSE LINK 20A CARTRIDGE REF. LST20 PUBLIC LIGHT | 282799 | Lawson Fuses Ltd | Yes | UK | TBA |  | NPS/001/017 | 2015-01-12
Miscellaneous | HV AND LV Fuse Links | HV Fuse | HV | FUSE LINK 20A CARTRIDGE REF. LST20 PUBLIC LIGHT | 282799 | Cooper UK Ltd | No | India | TBA |  | NPS/001/017 | 2015-01-12
Miscellaneous | HV AND LV Fuse Links | HV Fuse | HV | FUSE STRIKER: 11KV OIL: 1250KVA: 100A: 359mm. | 361789 | Lawson Fuses Ltd | Yes | UK | TBA |  | NPS/001/017 | 2015-01-12
Miscellaneous | HV AND LV Fuse Links | HV Fuse | HV | FUSE STRIKER: 11KV OIL: 1250KVA: 100A: 359mm. | 361789 | Cooper UK Ltd | No | India | TBA |  | NPS/001/017 | 2015-01-12
Miscellaneous | HV AND LV Fuse Links | HV Fuse | HV | 359MM OIL IMMERSED FUSE LINKS TO ESI STANDARD 12-8 APPENDIX B MAN LIST NO 12OHGMA 80A | 287788 | Cooper UK Ltd | Yes | India | TBA |  | NPS/001/017 | 2015-01-12
Miscellaneous | HV AND LV Fuse Links | HV Fuse | HV | 359MM OIL IMMERSED FUSE LINKS TO ESI STANDARD 12-8 APPENDIX B MAN LIST NO 12OHGMA 80A | 287788 | Lawson Fuses Ltd | No | UK | TBA |  | NPS/001/017 | 2015-01-12
Miscellaneous | HV AND LV Fuse Links | HV Fuse | HV | 359MM OIL IMMERSED FUSE LINKS TO ESI STANDARD 12-8 APPENDIX B MAN LIST NO. 12OHGMA90 (12kV: 90A) | 287805 | Cooper UK Ltd | Yes | India | TBA |  | NPS/001/017 | 2015-01-12
Miscellaneous | HV AND LV Fuse Links | HV Fuse | HV | 359MM OIL IMMERSED FUSE LINKS TO ESI STANDARD 12-8 APPENDIX B MAN LIST NO. 12OHGMA90 (12kV: 90A) | 287805 | Lawson Fuses Ltd | No | UK | TBA |  | NPS/001/017 | 2015-01-12
Miscellaneous | HV AND LV Fuse Links | HV Fuse | HV | FUSE STRIKER: 11KV OIL: 1250KVA: 100A: 359mm. | 361789 | Cooper UK Ltd | Yes | India | TBA |  | NPS/001/017 | 2015-01-12
Miscellaneous | HV AND LV Fuse Links | HV Fuse | HV | FUSE STRIKER: 11KV OIL: 1250KVA: 100A: 359mm. | 361789 | Lawson Fuses Ltd | No | UK | TBA |  | NPS/001/017 | 2015-01-12
Miscellaneous | HV AND LV Fuse Links | HV Fuse | HV | 80 amp Type OEFMA High Voltage Fuse Links - Plant | 38620 | Cooper UK Ltd | Yes | India | TBA |  | NPS/001/017 | 2015-01-12
Miscellaneous | HV AND LV Fuse Links | HV Fuse | HV | 80 amp Type OEFMA High Voltage Fuse Links - Plant | 38620 | Lawson Fuses Ltd | No | UK | TBA |  | NPS/001/017 | 2015-01-12
Miscellaneous | HV AND LV Fuse Links | HV Fuse | HV | 254MM OIL IMMERSED FUSE LINKS (11kV) TO ESI STANDARD 12-8 APPENDIX B MAN LIST NO. OEFMA 35.5A | 287699 | Cooper UK Ltd | Yes | India | TBA |  | NPS/001/017 | 2015-01-12
Miscellaneous | HV AND LV Fuse Links | HV Fuse | HV | 254MM OIL IMMERSED FUSE LINKS (11kV) TO ESI STANDARD 12-8 APPENDIX B MAN LIST NO. OEFMA 35.5A | 287699 | Lawson Fuses Ltd | No | UK | TBA |  | NPS/001/017 | 2015-01-12
Miscellaneous | HV AND LV Fuse Links | HV Fuse | HV | 40 amp Type OEFMA High Voltage Fuse Links - Plant | 38604 | Cooper UK Ltd | Yes | India | TBA |  | NPS/001/017 | 2015-01-12
Miscellaneous | HV AND LV Fuse Links | HV Fuse | HV | 40 amp Type OEFMA High Voltage Fuse Links - Plant | 38604 | Lawson Fuses Ltd | No | UK | TBA |  | NPS/001/017 | 2015-01-12
Miscellaneous | HV AND LV Fuse Links | HV Fuse | HV | 63 amp Type OEFMA High Voltage Fuse Links - Plant | 38612 | Cooper UK Ltd | Yes | India | TBA |  | NPS/001/017 | 2015-01-12
Miscellaneous | HV AND LV Fuse Links | HV Fuse | HV | 63 amp Type OEFMA High Voltage Fuse Links - Plant | 38612 | Lawson Fuses Ltd | No | UK | TBA |  | NPS/001/017 | 2015-01-12
Miscellaneous | HV AND LV Fuse Links | HV Fuse | HV | 254MM OIL IMMERSED FUSE LINKS TO ESI STANDARD 12-8 APPENDIX B MAN LIST NO. 12 OEFMA 50. | 287716 | Cooper UK Ltd | Yes | India | TBA |  | NPS/001/017 | 2015-01-12
Miscellaneous | HV AND LV Fuse Links | HV Fuse | HV | 254MM OIL IMMERSED FUSE LINKS TO ESI STANDARD 12-8 APPENDIX B MAN LIST NO. 12 OEFMA 50. | 287716 | Lawson Fuses Ltd | No | UK | TBA |  | NPS/001/017 | 2015-01-12
Miscellaneous | HV AND LV Fuse Links | HV Fuse | HV | 254MM OIL IMMERSED FUSE LINK TO ESI STANDARD 12-8 APPENDIX 8 MAN LIST NO. OEFMA 20A | 288009 | Cooper UK Ltd | Yes | India | TBA |  | NPS/001/017 | 2015-01-12
Miscellaneous | HV AND LV Fuse Links | HV Fuse | HV | 254MM OIL IMMERSED FUSE LINK TO ESI STANDARD 12-8 APPENDIX 8 MAN LIST NO. OEFMA 20A | 288009 | Lawson Fuses Ltd | No | UK | TBA |  | NPS/001/017 | 2015-01-12
Miscellaneous | HV AND LV Fuse Links | HV Fuse | HV | Fuse 11KV(air) Busman type FDLSJ rating 6.3A | 362207 | Cooper UK Ltd | Yes | India | TBA |  | NPS/001/017 | 2015-01-12
Miscellaneous | HV AND LV Fuse Links | HV Fuse | HV | Fuse 11KV(air) Busman type FDLSJ rating 6.3A | 362207 | Lawson Fuses Ltd | No | UK | TBA |  | NPS/001/017 | 2015-01-12
Miscellaneous | HV AND LV Fuse Links | HV Fuse | HV | Fuse 11KV(air) Busman type FDLSJ rating10A | 362194 | Cooper UK Ltd | Yes | India | TBA |  | NPS/001/017 | 2015-01-12
Miscellaneous | HV AND LV Fuse Links | HV Fuse | HV | Fuse 11KV(air) Busman type FDLSJ rating10A | 362194 | Lawson Fuses Ltd | No | UK | TBA |  | NPS/001/017 | 2015-01-12
Miscellaneous | HV AND LV Fuse Links | HV Fuse | HV | FUSE STRIKER PIN 11KV 359MM 50A ESI STANDARD 12-8 APPENDIX B | 287612 | Cooper UK Ltd | Yes | India | TBA |  | NPS/001/017 | 2015-01-12
Miscellaneous | HV AND LV Fuse Links | HV Fuse | HV | FUSE STRIKER PIN 11KV 359MM 50A ESI STANDARD 12-8 APPENDIX B | 287612 | Lawson Fuses Ltd | No | UK | TBA |  | NPS/001/017 | 2015-01-12
Miscellaneous | HV AND LV Fuse Links | HV Fuse | HV | 100 Amp Buttonhead High Voltage Fuse Links - Overhead - 55cm in length. | 37879 | Cooper UK Ltd | Yes | India | TBA |  | NPS/001/017 | 2015-01-12
Miscellaneous | HV AND LV Fuse Links | HV Fuse | HV | 100 Amp Buttonhead High Voltage Fuse Links - Overhead - 55cm in length. | 37879 | Lawson Fuses Ltd | No | UK | TBA |  | NPS/001/017 | 2015-01-12
Miscellaneous | HV AND LV Fuse Links | HV Fuse | HV | Fuse Element, 20/11kV, 6A, Slow Blow Universal for J & P Type and Linegear Mark 1 only, | 245840 | Cooper UK Ltd | Yes | India | TBA |  | NPS/001/017 | 2015-01-12
Miscellaneous | HV AND LV Fuse Links | HV Fuse | HV | Fuse Element, 20/11kV, 6A, Slow Blow Universal for J & P Type and Linegear Mark 1 only, | 245840 | Lawson Fuses Ltd | No | UK | TBA |  | NPS/001/017 | 2015-01-12
Miscellaneous | HV AND LV Fuse Links | HV Fuse | HV | Fuse Element, 20/11kV, 10A, Slow Blow Universal for J & P Type and Linegear Mark 1 Only, | 245037 | Cooper UK Ltd | Yes | India | TBA |  | NPS/001/017 | 2015-01-12
Miscellaneous | HV AND LV Fuse Links | HV Fuse | HV | Fuse Element, 20/11kV, 10A, Slow Blow Universal for J & P Type and Linegear Mark 1 Only, | 245037 | Lawson Fuses Ltd | No | UK | TBA |  | NPS/001/017 | 2015-01-12
Miscellaneous | HV AND LV Fuse Links | HV Fuse | HV | Fuse Element, 20/11kV, 12A, Slow Blow Universal for J & P Type and Linegear Mark 1 Only, | 245041 | Cooper UK Ltd | Yes | India | TBA |  | NPS/001/017 | 2015-01-12
Miscellaneous | HV AND LV Fuse Links | HV Fuse | HV | Fuse Element, 20/11kV, 12A, Slow Blow Universal for J & P Type and Linegear Mark 1 Only, | 245041 | Lawson Fuses Ltd | No | UK | TBA |  | NPS/001/017 | 2015-01-12
Miscellaneous | HV AND LV Fuse Links | HV Fuse | HV | Fuse Element, 20/11kV, 15A, Slow Blow Universal for J & P Type and Linegear Mark 1 Only | 245056 | Cooper UK Ltd | Yes | India | TBA |  | NPS/001/017 | 2015-01-12
Miscellaneous | HV AND LV Fuse Links | HV Fuse | HV | Fuse Element, 20/11kV, 15A, Slow Blow Universal for J & P Type and Linegear Mark 1 Only | 245056 | Lawson Fuses Ltd | No | UK | TBA |  | NPS/001/017 | 2015-01-12
Miscellaneous | HV AND LV Fuse Links | HV Fuse | HV | Fuse Element 20/11kV, 30A, Slowblow Universal for J & P Type and Linegear Mark 1 Only. | 242518 | Cooper UK Ltd | Yes | India | TBA |  | NPS/001/017 | 2015-01-12
Miscellaneous | HV AND LV Fuse Links | HV Fuse | HV | Fuse Element 20/11kV, 30A, Slowblow Universal for J & P Type and Linegear Mark 1 Only. | 242518 | Lawson Fuses Ltd | No | UK | TBA |  | NPS/001/017 | 2015-01-12
Miscellaneous | HV AND LV Fuse Links | HV Fuse | HV | Fuse Element, 20/11kV, 40A, Slow Blow Universal for J & P Type and Linegear Mark 1 Only | 245060 | Cooper UK Ltd | Yes | India | TBA |  | NPS/001/017 | 2015-01-12
Miscellaneous | HV AND LV Fuse Links | HV Fuse | HV | Fuse Element, 20/11kV, 40A, Slow Blow Universal for J & P Type and Linegear Mark 1 Only | 245060 | Lawson Fuses Ltd | No | UK | TBA |  | NPS/001/017 | 2015-01-12
Miscellaneous | HV AND LV Fuse Links | HV Fuse | HV | Fuse Element, 20/11kV, 50A, Slow Blow Universal Type | 245111 | Cooper UK Ltd | Yes | India | TBA |  | NPS/001/017 | 2015-01-12
Miscellaneous | HV AND LV Fuse Links | HV Fuse | HV | Fuse Element, 20/11kV, 50A, Slow Blow Universal Type | 245111 | Lawson Fuses Ltd | No | UK | TBA |  | NPS/001/017 | 2015-01-12
Miscellaneous | HV AND LV Fuse Links | HV Fuse | HV | Fuse Element 20/11kV, 65A Slow Blow Universal for J & P Type and Linegear Mark 1 Only | 245446 | Cooper UK Ltd | Yes | India | TBA |  | NPS/001/017 | 2015-01-12
Miscellaneous | HV AND LV Fuse Links | HV Fuse | HV | Fuse Element 20/11kV, 65A Slow Blow Universal for J & P Type and Linegear Mark 1 Only | 245446 | Lawson Fuses Ltd | No | UK | TBA |  | NPS/001/017 | 2015-01-12
Miscellaneous | HV AND LV Fuse Links | HV Fuse | HV | expulsion fuse link 6A, type T upto 46kV 1/4"UNF thread. | 259006 | Cooper UK Ltd | Yes | India | TBA |  | NPS/001/017 | 2015-01-12
Miscellaneous | HV AND LV Fuse Links | HV Fuse | HV | expulsion fuse link 6A, type T upto 46kV 1/4"UNF thread. | 259006 | Lawson Fuses Ltd | No | UK | TBA |  | NPS/001/017 | 2015-01-12
Miscellaneous | HV AND LV Fuse Links | HV Fuse | HV | expulsion fuse link 50A, universal | 259082 | Cooper UK Ltd | Yes | India | TBA |  | NPS/001/017 | 2015-01-12
Miscellaneous | HV AND LV Fuse Links | HV Fuse | HV | expulsion fuse link 50A, universal | 259082 | Lawson Fuses Ltd | No | UK | TBA |  | NPS/001/017 | 2015-01-12
Miscellaneous | HV AND LV Fuse Links | HV Fuse | HV | expulsion fuse link 80A, type T upto 46kV 1/4"UNF thread. | 259114 | Cooper UK Ltd | Yes | India | TBA |  | NPS/001/017 | 2015-01-12
Miscellaneous | HV AND LV Fuse Links | HV Fuse | HV | expulsion fuse link 80A, type T upto 46kV 1/4"UNF thread. | 259114 | Lawson Fuses Ltd | No | UK | TBA |  | NPS/001/017 | 2015-01-12
Miscellaneous | HV AND LV Fuse Links | HV Fuse | HV | expulsion fuse link 100A, type T upto 46kV 1/4"UNF thread. | 259129 | Cooper UK Ltd | Yes | India | TBA |  | NPS/001/017 | 2015-01-12
Miscellaneous | HV AND LV Fuse Links | HV Fuse | HV | expulsion fuse link 100A, type T upto 46kV 1/4"UNF thread. | 259129 | Lawson Fuses Ltd | No | UK | TBA |  | NPS/001/017 | 2015-01-12
Miscellaneous | HV AND LV Fuse Links | HV Fuse | HV | Fuse 11KV(air) Busman type FDLSJ rating 6.3A | 362207 | Cooper UK Ltd | Yes | India | TBA |  | NPS/001/017 | 2015-01-12
Miscellaneous | HV AND LV Fuse Links | HV Fuse | HV | Fuse 11KV(air) Busman type FDLSJ rating 6.3A | 362207 | Lawson Fuses Ltd | No | UK | TBA |  | NPS/001/017 | 2015-01-12
Miscellaneous | HV AND LV Fuse Links | HV Fuse | HV | Fuse 11KV(air) Busman type FDLSJ rating10A | 362194 | Cooper UK Ltd | Yes | India | TBA |  | NPS/001/017 | 2015-01-12
Miscellaneous | HV AND LV Fuse Links | HV Fuse | HV | Fuse 11KV(air) Busman type FDLSJ rating10A | 362194 | Lawson Fuses Ltd | No | UK | TBA |  | NPS/001/017 | 2015-01-12
Miscellaneous | HV AND LV Fuse Links | HV Fuse | HV | Fuse 11KV(air) Busman type FDLSJ rating 20A | 362175 | Cooper UK Ltd | Yes | India | TBA |  | NPS/001/017 | 2015-01-12
Miscellaneous | HV AND LV Fuse Links | HV Fuse | HV | Fuse 11KV(air) Busman type FDLSJ rating 20A | 362175 | Lawson Fuses Ltd | No | UK | TBA |  | NPS/001/017 | 2015-01-12
Miscellaneous | HV AND LV Fuse Links | LV Fuse | LV | 200amp Pole Mounted Cartridge Fuse Links - No Tag. JF200 | 31641 | Cooper UK Ltd | Yes | India | TBA |  | NPS/001/017 | 2015-01-12
Miscellaneous | HV AND LV Fuse Links | LV Fuse | LV | 200amp Pole Mounted Cartridge Fuse Links - No Tag. JF200 | 31641 | Lawson Fuses Ltd | No | UK | TBA |  | NPS/001/017 | 2015-01-12
Miscellaneous | HV AND LV Fuse Links | LV Fuse | LV | FUSE J TYPE 76MM 100A BS88 JHU100 | 280524 | Cooper UK Ltd | Yes | India | TBA |  | NPS/001/017 | 2015-01-12
Miscellaneous | HV AND LV Fuse Links | LV Fuse | LV | FUSE J TYPE 76MM 100A BS88 JHU100 | 280524 | Lawson Fuses Ltd | No | UK | TBA |  | NPS/001/017 | 2015-01-12
Miscellaneous | HV AND LV Fuse Links | LV Fuse | LV | FUSE J TYPE 76MM 160A BS88 JHU160 | 280543 | Cooper UK Ltd | Yes | India | TBA |  | NPS/001/017 | 2015-01-12
Miscellaneous | HV AND LV Fuse Links | LV Fuse | LV | FUSE J TYPE 76MM 160A BS88 JHU160 | 280543 | Lawson Fuses Ltd | No | UK | TBA |  | NPS/001/017 | 2015-01-12
Miscellaneous | HV AND LV Fuse Links | LV Fuse | LV | FUSE J TYPE 76MM 200A BS88 JHU200 | 280562 | Cooper UK Ltd | Yes | India | TBA |  | NPS/001/017 | 2015-01-12
Miscellaneous | HV AND LV Fuse Links | LV Fuse | LV | FUSE J TYPE 76MM 200A BS88 JHU200 | 280562 | Lawson Fuses Ltd | No | UK | TBA |  | NPS/001/017 | 2015-01-12
Miscellaneous | HV AND LV Fuse Links | LV Fuse | LV | FUSELINK 80AMP REFERENCE JPU80 J Type | 280596 | Cooper UK Ltd | Yes | India | TBA |  | NPS/001/017 | 2015-01-12
Miscellaneous | HV AND LV Fuse Links | LV Fuse | LV | FUSELINK 80AMP REFERENCE JPU80 J Type | 280596 | Lawson Fuses Ltd | No | UK | TBA |  | NPS/001/017 | 2015-01-12
Miscellaneous | HV AND LV Fuse Links | LV Fuse | LV | FUSE LINK J Type 355A CARTRIDGE REF. JPU355 | 280416 | Cooper UK Ltd | Yes | India | TBA |  | NPS/001/017 | 2015-01-12
Miscellaneous | HV AND LV Fuse Links | LV Fuse | LV | FUSE LINK J Type 355A CARTRIDGE REF. JPU355 | 280416 | Lawson Fuses Ltd | No | UK | TBA |  | NPS/001/017 | 2015-01-12
Miscellaneous | HV AND LV Fuse Links | LV Fuse | LV | Fuse Link 80-Amp Cartridge JSU80 | 280717 | Cooper UK Ltd | Yes | India | TBA |  | NPS/001/017 | 2015-01-12
Miscellaneous | HV AND LV Fuse Links | LV Fuse | LV | Fuse Link 80-Amp Cartridge JSU80 | 280717 | Lawson Fuses Ltd | No | UK | TBA |  | NPS/001/017 | 2015-01-12
Miscellaneous | HV AND LV Fuse Links | LV Fuse | LV | FUSE LINK 100A CARTRIDGE REF. JSU100. | 280789 | Cooper UK Ltd | Yes | India | TBA |  | NPS/001/017 | 2015-01-12
Miscellaneous | HV AND LV Fuse Links | LV Fuse | LV | FUSE LINK 100A CARTRIDGE REF. JSU100. | 280789 | Lawson Fuses Ltd | No | UK | TBA |  | NPS/001/017 | 2015-01-12
Miscellaneous | HV AND LV Fuse Links | LV Fuse | LV | FUSE LINK 160 CARTRIDGE REF. JSU160. | 280793 | Cooper UK Ltd | Yes | India | TBA |  | NPS/001/017 | 2015-01-12
Miscellaneous | HV AND LV Fuse Links | LV Fuse | LV | FUSE LINK 160 CARTRIDGE REF. JSU160. | 280793 | Lawson Fuses Ltd | No | UK | TBA |  | NPS/001/017 | 2015-01-12
Miscellaneous | HV AND LV Fuse Links | LV Fuse | LV | FUSE LINK J TYPE 250A CARTRIDGE REF. JSU250 | 280384 | Cooper UK Ltd | Yes | India | TBA |  | NPS/001/017 | 2015-01-12
Miscellaneous | HV AND LV Fuse Links | LV Fuse | LV | FUSE LINK J TYPE 250A CARTRIDGE REF. JSU250 | 280384 | Lawson Fuses Ltd | No | UK | TBA |  | NPS/001/017 | 2015-01-12
Miscellaneous | HV AND LV Fuse Links | LV Fuse | LV | FUSE LINK 315A CARTRIDGE REF. JSU315 | 280844 | Cooper UK Ltd | Yes | India | TBA |  | NPS/001/017 | 2015-01-12
Miscellaneous | HV AND LV Fuse Links | LV Fuse | LV | FUSE LINK 315A CARTRIDGE REF. JSU315 | 280844 | Lawson Fuses Ltd | No | UK | TBA |  | NPS/001/017 | 2015-01-12
Miscellaneous | HV AND LV Fuse Links | LV Fuse | LV | Fuse Link,J Type 3.625", 355A, ESI 12.8, Ref.JSU355 | 280399 | Cooper UK Ltd | Yes | India | TBA |  | NPS/001/017 | 2015-01-12
Miscellaneous | HV AND LV Fuse Links | LV Fuse | LV | Fuse Link,J Type 3.625", 355A, ESI 12.8, Ref.JSU355 | 280399 | Lawson Fuses Ltd | No | UK | TBA |  | NPS/001/017 | 2015-01-12
Miscellaneous | HV AND LV Fuse Links | LV Fuse | LV | FUSE LINK 400A CARTRIDGE REF. JSU400 | 280863 | Cooper UK Ltd | Yes | India | TBA |  | NPS/001/017 | 2015-01-12
Miscellaneous | HV AND LV Fuse Links | LV Fuse | LV | FUSE LINK 400A CARTRIDGE REF. JSU400 | 280863 | Lawson Fuses Ltd | No | UK | TBA |  | NPS/001/017 | 2015-01-12
Miscellaneous | HV AND LV Fuse Links | LV Fuse | LV | FUSE LINK 500A CARTRIDGE REF. JSU500 | 280878 | Cooper UK Ltd | Yes | India | TBA |  | NPS/001/017 | 2015-01-12
Miscellaneous | HV AND LV Fuse Links | LV Fuse | LV | FUSE LINK 500A CARTRIDGE REF. JSU500 | 280878 | Lawson Fuses Ltd | No | UK | TBA |  | NPS/001/017 | 2015-01-12
Miscellaneous | HV AND LV Fuse Links | LV Fuse | LV | FUSE J TYPE 3.625" 600/630A ESI JSU630 | 280952 | Cooper UK Ltd | Yes | India | TBA |  | NPS/001/017 | 2015-01-12
Miscellaneous | HV AND LV Fuse Links | LV Fuse | LV | FUSE J TYPE 3.625" 600/630A ESI JSU630 | 280952 | Lawson Fuses Ltd | No | UK | TBA |  | NPS/001/017 | 2015-01-12
Miscellaneous | HV AND LV Fuse Links | LV Fuse | LV | FUSE LV 5A BS1361 HOUSE SERVIC | 282318 | Cooper UK Ltd | Yes | India | 5KR85 |  | NPS/001/017 | 2015-01-12
Miscellaneous | HV AND LV Fuse Links | LV Fuse | LV | FUSE LV 5A BS1361 HOUSE SERVIC | 282318 | Lawson Fuses Ltd | No | UK | TBA |  | NPS/001/017 | 2015-01-12
Miscellaneous | HV AND LV Fuse Links | LV Fuse | LV | Fuse, LV, 25A, House Service (Type 2A), to BS1361, Ref. ME25 | 181051 | Cooper UK Ltd | Yes | India | 20KR85 |  | NPS/001/017 | 2015-01-12
Miscellaneous | HV AND LV Fuse Links | LV Fuse | LV | Fuse, LV, 25A, House Service (Type 2A), to BS1361, Ref. ME25 | 181051 | Lawson Fuses Ltd | No | UK | TBA |  | NPS/001/017 | 2015-01-12
Miscellaneous | HV AND LV Fuse Links | LV Fuse | LV | 30amp Domestic Cartridge Fuse Links - No Tag to BS1361 Type 11a | 31088 | Cooper UK Ltd | Yes | India | 30KR85 |  | NPS/001/017 | 2015-01-12
Miscellaneous | HV AND LV Fuse Links | LV Fuse | LV | 30amp Domestic Cartridge Fuse Links - No Tag to BS1361 Type 11a | 31088 | Lawson Fuses Ltd | No | UK | TBA |  | NPS/001/017 | 2015-01-12
Miscellaneous | HV AND LV Fuse Links | LV Fuse | LV | FUSE LV 40A BS1361 HOUSE SERVICE ME40 | 282360 | Cooper UK Ltd | Yes | India | 40KR85 |  | NPS/001/017 | 2015-01-12
Miscellaneous | HV AND LV Fuse Links | LV Fuse | LV | FUSE LV 40A BS1361 HOUSE SERVICE ME40 | 282360 | Lawson Fuses Ltd | No | UK | TBA |  | NPS/001/017 | 2015-01-12
Miscellaneous | HV AND LV Fuse Links | LV Fuse | LV | FUSE LV 80A BS1361 HOUSE SERVICE ME80 | 282407 | Cooper UK Ltd | Yes | India | 80KR85 |  | NPS/001/017 | 2015-01-12
Miscellaneous | HV AND LV Fuse Links | LV Fuse | LV | FUSE LV 80A BS1361 HOUSE SERVICE ME80 | 282407 | Lawson Fuses Ltd | No | UK | TBA |  | NPS/001/017 | 2015-01-12
Miscellaneous | HV AND LV Fuse Links | LV Fuse | LV | 30amp Domestic Cartridge Fuse Links - No Tag to BS1361 11b | 31203 | Cooper UK Ltd | Yes | India | 30LR85 |  | NPS/001/017 | 2015-01-12
Miscellaneous | HV AND LV Fuse Links | LV Fuse | LV | 30amp Domestic Cartridge Fuse Links - No Tag to BS1361 11b | 31203 | Lawson Fuses Ltd | No | UK | TBA |  | NPS/001/017 | 2015-01-12
Miscellaneous | HV AND LV Fuse Links | LV Fuse | LV | FUSE LV 60A BS1361 HOUSE SERVICE MF60 | 282430 | Cooper UK Ltd | Yes | India | 60LR85 |  | NPS/001/017 | 2015-01-12
Miscellaneous | HV AND LV Fuse Links | LV Fuse | LV | FUSE LV 60A BS1361 HOUSE SERVICE MF60 | 282430 | Lawson Fuses Ltd | No | UK | TBA |  | NPS/001/017 | 2015-01-12
Miscellaneous | HV AND LV Fuse Links | LV Fuse | LV | FUSE LV 80A BS1361 HOUSE SERVICE MF80 | 282426 | Cooper UK Ltd | Yes | India | 80LR85 |  | NPS/001/017 | 2015-01-12
Miscellaneous | HV AND LV Fuse Links | LV Fuse | LV | FUSE LV 80A BS1361 HOUSE SERVICE MF80 | 282426 | Lawson Fuses Ltd | No | UK | TBA |  | NPS/001/017 | 2015-01-12
Miscellaneous | HV AND LV Fuse Links | LV Fuse | LV | FUSE LV 100A BS1361 HOUSE SERVICE MF100 | 282411 | Cooper UK Ltd | Yes | India | 100LR85 |  | NPS/001/017 | 2015-01-12
Miscellaneous | HV AND LV Fuse Links | LV Fuse | LV | FUSE LV 100A BS1361 HOUSE SERVICE MF100 | 282411 | Lawson Fuses Ltd | No | UK | TBA |  | NPS/001/017 | 2015-01-12
Miscellaneous | HV AND LV Fuse Links | LV Fuse | LV | FUSE LINK 6A CARTRIDGE REF. LST6 PUBLIC LIGHT | 282750 | Cooper UK Ltd | Yes | India | TBA |  | NPS/001/017 | 2015-01-12
Miscellaneous | HV AND LV Fuse Links | LV Fuse | LV | FUSE LINK 6A CARTRIDGE REF. LST6 PUBLIC LIGHT | 282750 | Lawson Fuses Ltd | No | UK | TBA |  | NPS/001/017 | 2015-01-12
Miscellaneous | HV AND LV Fuse Links | LV Fuse | LV | FUSE LINK 6A CARTRIDGE REF. LST6 PUBLIC LIGHT | 282750 | Cooper UK Ltd | Yes | India | TBA |  | NPS/001/017 | 2015-01-12
Miscellaneous | HV AND LV Fuse Links | LV Fuse | LV | FUSE LINK 6A CARTRIDGE REF. LST6 PUBLIC LIGHT | 282750 | Lawson Fuses Ltd | No | UK | TBA |  | NPS/001/017 | 2015-01-12
Miscellaneous | HV AND LV Fuse Links | LV Fuse | LV | FUSE LINK 16A CARTRIDGE REF. LST16 PUBLIC LIGHT | 282784 | Cooper UK Ltd | Yes | India | TBA |  | NPS/001/017 | 2015-01-12
Miscellaneous | HV AND LV Fuse Links | LV Fuse | LV | FUSE LINK 16A CARTRIDGE REF. LST16 PUBLIC LIGHT | 282784 | Lawson Fuses Ltd | No | UK | TBA |  | NPS/001/017 | 2015-01-12
Miscellaneous | HV AND LV Fuse Links | LV Fuse | LV | FUSE LINK 20A CARTRIDGE REF. LST20 PUBLIC LIGHT | 282799 | Cooper UK Ltd | Yes | India | TBA |  | NPS/001/017 | 2015-01-12
Miscellaneous | HV AND LV Fuse Links | LV Fuse | LV | FUSE LINK 20A CARTRIDGE REF. LST20 PUBLIC LIGHT | 282799 | Lawson Fuses Ltd | No | UK | TBA |  | NPS/001/017 | 2015-01-12
Miscellaneous | HV AND LV Fuse Links | LV Fuse | LV | 25amp Street Lighting Cartridge Fuse Links - Offset Bolted Tag. | 30718 | Cooper UK Ltd | Yes | India | TBA |  | NPS/001/017 | 2015-01-12
Miscellaneous | HV AND LV Fuse Links | LV Fuse | LV | 25amp Street Lighting Cartridge Fuse Links - Offset Bolted Tag. | 30718 | Lawson Fuses Ltd | No | UK | TBA |  | NPS/001/017 | 2015-01-12
Miscellaneous | HV AND LV Fuse Links | LV Fuse | LV | 6amp Cartridge Fuse Links - Offset Blade Tag (BS Ref f1) | 32078 | Cooper UK Ltd | Yes | India | TBA |  | NPS/001/017 | 2015-01-12
Miscellaneous | HV AND LV Fuse Links | LV Fuse | LV | 6amp Cartridge Fuse Links - Offset Blade Tag (BS Ref f1) | 32078 | Lawson Fuses Ltd | No | UK | TBA |  | NPS/001/017 | 2015-01-12
Miscellaneous | HV AND LV Fuse Links | LV Fuse | LV | 10amp Cartridge Fuse Links - Offset Blade Tag (BS Ref f1) | 32094 | Cooper UK Ltd | Yes | India | TBA |  | NPS/001/017 | 2015-01-12
Miscellaneous | HV AND LV Fuse Links | LV Fuse | LV | 10amp Cartridge Fuse Links - Offset Blade Tag (BS Ref f1) | 32094 | Lawson Fuses Ltd | No | UK | TBA |  | NPS/001/017 | 2015-01-12
Miscellaneous | HV AND LV Fuse Links | LV Fuse | LV | 16amp Cartridge Fuse Links - Offset Blade Tag (BS Ref f1) | 32102 | Cooper UK Ltd | Yes | India | TBA |  | NPS/001/017 | 2015-01-12
Miscellaneous | HV AND LV Fuse Links | LV Fuse | LV | 16amp Cartridge Fuse Links - Offset Blade Tag (BS Ref f1) | 32102 | Lawson Fuses Ltd | No | UK | TBA |  | NPS/001/017 | 2015-01-12
Miscellaneous | HV AND LV Fuse Links | LV Fuse | LV | 32amp Miscellaneous Fuse Cartridge Offset Bolted Tag to BS Ref A2 | 32508 | Cooper UK Ltd | Yes | India | TBA |  | NPS/001/017 | 2015-01-12
Miscellaneous | HV AND LV Fuse Links | LV Fuse | LV | 32amp Miscellaneous Fuse Cartridge Offset Bolted Tag to BS Ref A2 | 32508 | Lawson Fuses Ltd | No | UK | TBA |  | NPS/001/017 | 2015-01-12
Miscellaneous | HV AND LV Fuse Links | LV Fuse | LV | 63amp Miscellaneous Fuse Cartridge offset Bolted Tag to BS Ref A2 | 32573 | Cooper UK Ltd | Yes | India | TBA |  | NPS/001/017 | 2015-01-12
Miscellaneous | HV AND LV Fuse Links | LV Fuse | LV | 63amp Miscellaneous Fuse Cartridge offset Bolted Tag to BS Ref A2 | 32573 | Lawson Fuses Ltd | No | UK | TBA |  | NPS/001/017 | 2015-01-12
Miscellaneous | HV AND LV Fuse Links | LV Fuse | LV | 400amp Miscellaneous Fuse Cartridge Centre Bolted Tag BS Ref C1 | 34157 | Cooper UK Ltd | Yes | India | TBA |  | NPS/001/017 | 2015-01-12
Miscellaneous | HV AND LV Fuse Links | LV Fuse | LV | 400amp Miscellaneous Fuse Cartridge Centre Bolted Tag BS Ref C1 | 34157 | Lawson Fuses Ltd | No | UK | TBA |  | NPS/001/017 | 2015-01-12
Miscellaneous | HV AND LV Fuse Links | LV Fuse | LV | 400 Amp Miscellaneous Fuse Cartridge Centre Bolted Tag (BS Ref B4) | 32902 | Cooper UK Ltd | Yes | India | TBA |  | NPS/001/017 | 2015-01-12
Miscellaneous | HV AND LV Fuse Links | LV Fuse | LV | 400 Amp Miscellaneous Fuse Cartridge Centre Bolted Tag (BS Ref B4) | 32902 | Lawson Fuses Ltd | No | UK | TBA |  | NPS/001/017 | 2015-01-12
Miscellaneous | HV AND LV Fuse Links | ASL Actuator | HV | Actuator for Automatic Section Link | 102988 | Cooper UK Ltd | Yes | India | TBA |  | NPS/001/017 | 2015-01-12
Miscellaneous | HV AND LV Fuse Links | ASL Actuator | HV | Actuator for Automatic Section Link | 102988 | Lawson Fuses Ltd | No | UK | TBA |  | NPS/001/017 | 2015-01-12
Miscellaneous | Conductor Shrouds
Miscellaneous | Tower Paint Systems
Miscellaneous | Meter Tails
Miscellaneous | Fibre Optic Components | Joints | N/A | Dome Enclosure, Up to 48 fibres (2 trays) |  | FibreFab | Yes |  | DOME01 | Dome Enclosure 01-04 (48 fibres)
Miscellaneous | Fibre Optic Components | Joints | N/A | Dome Enclosure, Up to 24 fibres (2 trays),FST 4 port closure, 2 trays |  | HellermannTyton | Yes |  | FSTTB-AXXFA21
Miscellaneous | Fibre Optic Components | Joints | N/A | Dome Enclosure, Up to 12 fibres (1 tray) |  | Blue Helix | Yes |  | 140001 | Distributed through: Helix Ltd & RFL.
Miscellaneous | Fibre Optic Components | Joints | N/A | Dome Enclosure, Up to 24 fibres (2 trays) |  | Blue Helix | Yes |  | 140002 | Distributed through: Helix Ltd & RFL.
Miscellaneous | LV Service Terminations
Overhead | Air Break Switch Disconnectors |  | 11/20kV | 11/20kV, Air Break Switch Disconnector with High Level Independent Manual Operating Lever Drawing Number 1.09.147.1525 Sheet 7 | 245587 | Lucy Switchgear | Yes | Dubai, UAM | AX Type |  | NPS/001/003
Overhead | Air Break Switch Disconnectors |  | 11kV | 11/20kV, Air Break Switch Disconnector with High Level Independent Manual Operating Lever Drawing Number 1.09.147.1525 Sheet 7 | 245587 | Allied Insulators | No | Stoke, UK | FSA 7900 | 11kV unit only | NPS/001/003
Overhead | Air Break Switch Disconnectors |  | 11/20kV | 11/20kV, Air Break Switch Disconnector with High Level Independent Manual Operating Lever Drawing Number 1.09.147.1525 Sheet 7 | 245587 | Clydesdale | No | Gevea, Sweden | GDS20 |  | NPS/001/003
Overhead | Air Break Switch Disconnectors |  | 33kV | 33kV, Air Break Switch Disconnector with High Level Independent Manual Operating Lever Drawing Number 1.09.147.1525 Sheet 7 | 245586 | Lucy Switchgear | Yes | Dubai, UAM | AX Type |  | NPS/001/003
Overhead | Air Break Switch Disconnectors |  | 33kV | 33kV, Air Break Switch Disconnector with High Level Independent Manual Operating Lever Drawing Number 1.09.147.1525 Sheet 7 | 245586 | Clydesdale | No | Gevea, Sweden | GDS36 |  | NPS/001/003
Overhead | Air Break Switch Disconnectors |  | 33kV | 33kV Air Break Switch Disconnector with High Level Independent Manual Operating Lever. Supplied with Steelwork suitable for 1830cm H Pole. | 245589 | Lucy Switchgear | Yes | Dubai, UAM | AX Type |  | NPS/001/003
Overhead | Air Break Switch Disconnectors |  | 33kV | 33kV Air Break Switch Disconnector with High Level Independent Manual Operating Lever. Supplied with Steelwork suitable for 1830cm H Pole. | 245589 | Clydesdale | No | Gevea, Sweden | GDS36 |  | NPS/001/003
Overhead | Air Break Switch Disconnectors |  | 33kV | 33kV, Air Break Switch Disconnector for Single Rutter Pole with High Level Independent Manual Operating Lever and extended Phase centres Drawing Number 1.09.147.1525 Sheet 7 | 245588 | Lucy Switchgear | Yes | Dubai, UAM | AX Type |  | NPS/001/003
Overhead | Air Break Switch Disconnectors |  | 33kV | 33kV, Air Break Switch Disconnector for Single Rutter Pole with High Level Independent Manual Operating Lever and extended Phase centres Drawing Number 1.09.147.1525 Sheet 7 | 245588 | Clydesdale | No | Gevea, Sweden | GDS36 ( R ) |  | NPS/001/003
Overhead | Covered Conductor Fittings |  | N/A
Overhead | Barbed Wire |  | N/A | Barbed Wire 100m colis – 4 x standard life | 366829 | ArcelorMital | Yes | Sheffield, UK |  | Galvanised Steel | NPS/001/015
Overhead | Barbed Wire |  | N/A | Barbed Wire 100m colis | 366829 | Uniwire | No | Wales |  | Stainless Steel to BS 4102:1998 | NPS/001/015
Overhead | Pole Mounted Transformers |  | N/A | [7 empty] | NPS/003/034
Overhead | Cable Guards | Earth Capping | N/A | Anti Vandal Earth Conductor Capping, 20mm internal diameter x 3300mm to drawing 109.101.0149 sht3 | 235550 | Bodingtons Electrical | Yes | UK |  |  | NPS/001/025 | 21/1/016
Overhead | Cable Guards | Earth Capping | N/A | Anti Vandal Earth Conductor Capping, 20mm internal diameter x 3300mm to drawing 109.101.0149 sht3 | 235550 | Ensto | No | UK |  |  | NPS/001/025 | 21/1/016
Overhead | Cable Guards | Earth Capping | N/A | Standard Earth Conductor Capping , 20mm internal diameter x 3300mm to drawing 109.101.0149 sht3 | 235548 | Ensto | Yes | UK |  |  | NPS/001/025 | 21/1/016
Overhead | Cable Guards | Earth Capping | N/A | Standard Earth Conductor Capping , 20mm internal diameter x 3300mm to drawing 109.101.0149 sht3 | 235548 | Bodingtons Electrical | No | UK |  |  | NPS/001/025 | 21/1/016
Overhead | Cable Guards | Earth Capping | N/A | Standard Earth Conductor Capping , 20mm internal diameter x 3300mm to drawing 109.101.0149 sht3 | 235548 | Woolseley | No | UK |  |  | NPS/001/025 | 21/1/016
Overhead | Cable Guards | Type 1 | N/A | Type 1 Cable Guard - 40mm internal diameter x 3300mm for Wood and Steel Poles to 1.09.101.0171 Sheet 1 | 252492 | Polypipe | Yes | UK |  |  | NPS/001/025 | 21/1/016
Overhead | Cable Guards | Type 1 | N/A | Type 1 Cable Guard - 40mm internal diameter x 3300mm for Wood and Steel Poles to 1.09.101.0171 Sheet 1 | 252492 | Bodingtons Electrical | No | UK |  |  | NPS/001/025 | 21/1/016
Overhead | Cable Guards | Type 1 | N/A | Type 1 Cable Guard - 40mm internal diameter x 3300mm for Wood and Steel Poles to 1.09.101.0171 Sheet 1 | 252492 | Ensto | No | UK |  |  | NPS/001/025 | 21/1/016
Overhead | Cable Guards | Type 1 | N/A | Type 1 Cable Guard - 40mm internal diameter x 3300mm for Wood and Steel Poles to 1.09.101.0171 Sheet 1 | 252492 | Woolseley | No | UK |  |  | NPS/001/025 | 21/1/016
Overhead | Cable Guards | Type 2 | N/A | Type 2 Cable Guard - 50mm internal diameter x 3300mm for Wood and Steel Poles to 1.09.101.0171 Sheet 1 | 252469 | Bodingtons Electrical | Yes | UK |  |  | NPS/001/025 | 21/1/016
Overhead | Cable Guards | Type 2 | N/A | Type 2 Cable Guard - 50mm internal diameter x 3300mm for Wood and Steel Poles to 1.09.101.0171 Sheet 1 | 252469 | Polypipe | No | UK |  |  | NPS/001/025 | 21/1/016
Overhead | Cable Guards | Type 2 | N/A | Type 2 Cable Guard - 50mm internal diameter x 3300mm for Wood and Steel Poles to 1.09.101.0171 Sheet 1 | 252469 | Woolseley | No | UK |  |  | NPS/001/025 | 21/1/016
Overhead | Cable Guards | Type 2 | N/A | Type 2 Cable Guard - 50mm internal diameter x 3300mm for Wood and Steel Poles to 1.09.101.0171 Sheet 1 | 252469 | Ensto | No | UK |  |  | NPS/001/025 | 21/1/016
Overhead | Cable Guards | Type 2 | N/A | Type 2 Cable Guard Extension Piece - 50mm internal diameter x 400mm for Wood and Steel Poles to 1.09.101.0171 Sheet 1 | 224642 | Bodingtons Electrical | Yes | UK |  |  | NPS/001/025 | 21/1/016
Overhead | Cable Guards | Type 2 | N/A | Type 2 Cable Guard Extension Piece - 50mm internal diameter x 400mm for Wood and Steel Poles to 1.09.101.0171 Sheet 1 | 224642 | Bodingtons Electrical | No | UK |  |  | NPS/001/025 | 21/1/016
Overhead | Cable Guards | Type 3 | N/A | Type 3 Cable Guard - 75mm internal diameter x 3300mm for Wood and Steel Poles to 1.09.101.0171 Sheet 1 | 252505 | Woolseley | No | UK |  |  | NPS/001/025 | 21/1/016
Overhead | Cable Guards | Type 3 | N/A | Type 3 Cable Guard - 75mm internal diameter x 3300mm for Wood and Steel Poles to 1.09.101.0171 Sheet 1 | 252505 | Ensto | Yes | UK |  |  | NPS/001/025 | 21/1/016
Overhead | Cable Guards | Type 3 | N/A | Type 3 Cable Guard - 75mm internal diameter x 3300mm for Wood and Steel Poles to 1.09.101.0171 Sheet 1 | 252505 | Bodingtons Electrical | No | UK |  |  | NPS/001/025 | 21/1/016
Overhead | Cable Guards | Type 4 | N/A | Type 4 Cable Guard - 100mm internal diameter x 3300mm for Wood and Steel Poles to 1.09.101.0171 Sheet 1 | 252454 | Bodingtons Electrical | Yes | UK |  |  | NPS/001/025 | 21/1/016
Overhead | Cable Guards | Type 4 | N/A | Type 4 Cable Guard - 100mm internal diameter x 3300mm for Wood and Steel Poles to 1.09.101.0171 Sheet 1 | 252454 | Polypipe | No | UK |  |  | NPS/001/025 | 21/1/016
Overhead | Vibration Dampers |  | N/A | Vibration Dampers for conductor dia ranges 16-29mm ie Dingo, Wolf, Bures, Lynx, Caracal, Elm, Poplar and Upas |  | Allied Insulators | No |  | 66.45.90 |  | NPS/001/022 | 2019-04-06
Overhead | Overhead Line Fault Passage Indicators |  | N/A | 11/20kV Fault Passage Indicator with remote GPRS reporting facilities, designed to integrate into "I-Host" | 245894 | Bowdens | Yes | Dorking, UK | Pathfinder 360 Alpha Comms | Data only simm cards need to be ordered from NPG, telecomms section for free issue to FPI supplier at time of order | NPS/001/014
Overhead | PM Auto Reclose CB's |  | 11/20kV | 11/20kV, 12.5kA, 630A PMAR CB supplied c/w control cubicle, 7m Umbilical cable and 10 Year datasafe 12V Batteries | 216123 | Nulec, Schneider | Yes | Brisbane, Australia | U27-ACR-Solid-27-12-125-400-15TP-M supplied c/w ADVC (ULTRA Flex Vue)-(-50 to 40C)-240-7m and 6x400amp HJ connectors type BSEB40-015TP |  | NPS/001/009
Overhead | PM Auto Reclose CB's |  | 11/20kV | 11/20kV, 12.5kA, 630A PMAR CB supplied c/w control cubicle, 7m Umbilical cable and 10 Year datasafe 12V Batteries | 216123 | ABB | No | Orlando, Florida, USA | 27kV OVR - R2551BCN149Q2C2A01, Special Mounting Frame & 7m Umbilical control cable |  | NPS/001/009
Overhead | PM Auto Reclose CB's |  | 33kV | 33kV, 16kA PMAR CB supplied c/w control cubicle and cable | 216130 | Nulec, Schneider | Yes | Brisbane, Australia | N38 (N-Green)-ACR-SF6-38-16-170-630-1100mm bushing boots-C Type(38kV) supplied c/w ADVC (ULTRA FlexVue)-(-50 to 40C)-240-7m and 6x630amp HJ connectors |  | NPS/001/009
Overhead | PM Auto Reclose CB's |  | 33kV | 33kV, 16kA, 630A PMAR CB supplied c/w control cubicle and cable | 216130 | ABB | No | Orlando, Florida, USA | 38kV OVR - R3752BCN329Q2C2A01 |  | NPS/001/009
Overhead | PM Auxilliary Power Voltage Transformers |  | 11kV | 11kV / 230V, 250VA, Cast resin Auxillary Voltage Transformer | 193265 | ABB | Yes | Pinetops, North Carolina, USA | VOY-12 |  | NPS/001/012
Overhead | Sectionalisers |  | N/A | Automatic Sectionalising Link (Chance Type) – Manually Re-Settable 11/20kV, 15A, 2 shot | 246839 | Mosdorpher / CCL | Yes | Chance, USA |  |  | NPS/001/032
Overhead | Sectionalisers |  | N/A | Automatic Sectionalising Link (Chance Type) – Manually Re-Settable 11/20kV, 15A, 3 shot | 247297 | Mosdorpher / CCL | Yes | Chance, USA |  |  | NPS/001/032
Overhead | Sectionalisers |  | N/A | Automatic Sectionalising Link (Chance Type) – Manually Re-Settable 11/20kV, 25A, 2 shot | 246824 | Mosdorpher / CCL | Yes | Chance, USA |  |  | NPS/001/032
Overhead | Sectionalisers |  | N/A | Automatic Sectionalising Link (Chance Type) – Manually Re-Settable 11/20kV, 15A, 3 shot | 247140 | Mosdorpher / CCL | Yes | Chance, USA |  |  | NPS/001/032
Overhead | Sectionalisers |  | N/A | Automatic Sectionalising Link (Chance Type) – Manually Re-Settable 11/20kV, 35A, 2 shot | 247263 | Mosdorpher / CCL | Yes | Chance, USA |  |  | NPS/001/032
Overhead | Sectionalisers |  | N/A | Automatic Sectionalising Link (Chance Type) – Manually Re-Settable 11/20kV, 15A, 3 shot | 247314 | Mosdorpher / CCL | Yes | Chance, USA |  |  | NPS/001/032
Overhead | Sectionalisers |  | N/A | Automatic Sectionalising Link (Chance Type) – Manually Re-Settable 11/20kV, 50A, 2 shot | 247441 | Mosdorpher / CCL | Yes | Chance, USA |  |  | NPS/001/032
Overhead | Sectionalisers |  | N/A | Automatic Sectionalising Link (Chance Type) – Manually Re-Settable 11/20kV, 50A, 3 shot | 247511 | Mosdorpher / CCL | Yes | Chance, USA |  |  | NPS/001/032
Overhead | Sectionalisers |  | N/A | Automatic Sectionalising Link (Chance Type) – Manually Re-Settable 11/20kV, 70A, 2 shot | 247315 | Mosdorpher / CCL | Yes | Chance, USA |  |  | NPS/001/032
Overhead | Sectionalisers |  | N/A | Automatic Sectionalising Link (Chance Type) – Manually Re-Settable 11/20kV, 70A, 3 shot | 247516 | Mosdorpher / CCL | Yes | Chance, USA |  |  | NPS/001/032
Overhead | Sectionalisers |  | N/A | Automatic Sectionalising Link (Chance Type) – Manually Re-Settable 11/20kV, 100A, 2 shot | 247317 | Mosdorpher / CCL | Yes | Chance, USA |  |  | NPS/001/032
Overhead | Sectionalisers |  | N/A | Automatic Sectionalising Link (Chance Type) – Manually Re-Settable 11/20kV, 100A, 3 shot | 247318 | Mosdorpher / CCL | Yes | Chance, USA |  |  | NPS/001/032
Underground | Cable Terminations | Outdoor Termination | 11kV | Outdoor Termination Cold Applied Single Core XLPE 95mm2 Solid Aluminium Core | 163664 | 3M | No | Sicame Distribution, Newcastle | 52406-08 (NY46) | Supplied in a kit of 3 including centre palmed cable lugs and lugs for screen wires. Termination Bodies manufactured in New Ulm, Minnesota USA | NPS/002/015 | 2020-03-12
Underground | Cable Terminations | Outdoor Termination | 11kV | Outdoor Termination Cold Applied Single Core XLPE 185 to 300mm2 Solid Aluminium Core | 163665 | 3M | No | Sicame Distribution, Newcastle | 52701-32 (NY47) | Supplied in a kit of 3 including centre palmed cable lugs and lugs for screen wires. Termination Bodies manufactured in New Ulm, Minnesota USA | NPS/002/015 | 2020-03-12
Underground | Cable Terminations | Indoor Termination | 11kV | 300mm2 and 400mm2 Stranded Copper Single Core XLPE Indoor Termination Cold Applied | 163670 | 3M | No | Sicame Distribution, Newcastle | 52701-79 (NY84) | Supplied in a kit of 3 including centre palmed cable lugs and lugs for screen wires. Termination Bodies manufactured in New Ulm, Minnesota USA | NPS/002/015 | 2020-03-12
Underground | Cable Terminations | Cold Applied Flexi-bushing Boot | 11kV | Cold Applied Flexi-bushing Boot For 95mm – 300mm Single Core Cables & Switch Gear Bushing Diameter 40mm – 70mm | 165632 | 3M | Yes | Sicame Distribution, Newcastle | NPG165632 | This Boot suitable for cable range 50mm – 300mm and bushing Diameter 40mm – 70mm | NPS/002/015
Miscellaneous | Fibre Optic Components | Terminations | N/A | Indoor Wall Mounted Box, Metallic box with split-covers. LC type terminations presented in pairs. |  | AFL | Yes |  | WME04 Wall Mount Interconnect Enclosure w/ Four LGX Mounting Positions
Miscellaneous | Fibre Optic Components | Terminations | N/A | Indoor Wall Mounted Box, Metallic box with split-covers. LC type terminations presented in pairs. |  | FibreFab | Yes |  | AMW4 Wall Box
Miscellaneous | Fibre Optic Components | Terminations | N/A | Indoor Wall Mounted Box, Metallic box with split-covers. LC type terminations presented in pairs. |  | FibreFab | Yes |  | W01 Wall Box
Miscellaneous | Fibre Optic Components | Terminations | N/A | Indoor Wall Mounted Box, Metallic box with split-covers. LC type terminations presented in pairs. |  | Comacc (TE Connectivity) | Yes |  | CO-WMFE Wall Box
Miscellaneous | Fibre Optic Components | Terminations | N/A | Indoor Wall Mounted Box, Metallic box with split-covers. LC type terminations presented in pairs. |  | TE Connectivity | Yes |  | FL1 Wall Box
Miscellaneous | Fibre Optic Components | Pit Chambers D400 | N/A | Composite stackable rings, In Carraigeway (D400) 600x900x600mm (WxLxD) |  | Cubis | Yes |  | Ultima Connect |  |  | 22/09/20 (GH)
Miscellaneous | Fibre Optic Components | Pit Chambers - B125 | N/A | Composite stackable rings In Footway (B125) 445x915x600mm (WxLxD) |  | Cubis | Yes |  | FW Fortress 445x915x600 |  |  | 22/09/20 (GH)
Miscellaneous | Fibre Optic Components | Pit Lids - B125 | N/A | Composite Fibre Optic (B125 Footway) cover 450x900mm (WxL) |  | Cubis | Yes |  | B17306C RapidSTACK+ B125 Composite Anti-Slip Cover | Bolt down Locking (2 locks per chamber) |  | 22/09/20 (GH)
Miscellaneous | Fibre Optic Components | Pit Lids - B125 | N/A | Composite Fibre Optic (B125 Footway) cover 450x900mm (WxL) |  | Cubis | Yes |  | RapidSTACK+ B125 Composite Anti-Slip Cover | Bolt down Locking (2 locks per chamber) |  | 22/09/20 (GH)
Miscellaneous | Fibre Optic Components | Pit Lids - B125 | N/A | Concrete Fibre Optic (B125 Footway) cover 445x900mm (WxL) |  | Cubis | Yes |  | AX-S Recessed | Bolt down Locking (2 locks per chamber) |  | 22/09/20 (GH)
Miscellaneous | Fibre Optic Components | Pit Lids - D400 | N/A | Ductile Iron Fibre Optic (D400 in carraigeway) cover 600x900mm (WxLxd) |  | Cubis | Yes |  | Ductile iron D400 600x900x100mm | D400 600x900x100mm locking (two locks per chamber). Badged NPG |  | 22/09/20 (GH)
Miscellaneous | Fibre Optic Components | Pit Lids - B125 | N/A | AX-S Recessed Fibre Optic (B125 Footway) cover 445x915mm (WxL) |  | Cubis | Yes |  | AX-S Recessed | Bolt down Locking (2 locks per chamber) |  | 22/09/20 (GH)
Miscellaneous | Fibre Optic Components | S/S Fibre Cable management | N/A | Cable management - Galv Steel Trunking 75x75mm |  | Blue Helix | Yes |  | GVT-TR33
Miscellaneous | Fibre Optic Components | S/S Fibre Cable management | N/A | Cable management - Galv Steel Trunking End Cap 75x75mm |  | Blue Helix | Yes |  | GVT-EC33
Miscellaneous | Fibre Optic Components | S/S Fibre Cable management | N/A | Cable management - Galv Steel Trunking Internal Gusset Right Angle Bend 75x75mm |  | Blue Helix | Yes |  | GVT-IGB33
Miscellaneous | Fibre Optic Components | S/S Fibre Cable management | N/A | Cable management - Galv Steel Trunking - Flat Gusset Tee -off 75x75mm |  | Blue Helix | Yes |  | GVT-FGT33
Miscellaneous | Fibre Optic Components | S/S Fibre Cable management | N/A | Cable management - Cable Tray - Light Duty - 150mm |  | Blue Helix | Yes |  | CABLETRAY-GL-150
Miscellaneous | Fibre Optic Components | S/S Fibre Cable management | N/A | Cable management - Cable Tray, Right Angled Flat Bend - Light Duty - 150mm |  | Blue Helix | Yes |  | CABLETRAY-GL-150-FBD
Miscellaneous | Fibre Optic Components | S/S Fibre Cable management | N/A | Cable management - Cable Tray, Equal Tee - Off - Light Duty - 150mm |  | Blue Helix | Yes |  | CABLETRAY-GL-150-TEE
Miscellaneous | Fibre Optic Components | S/S Fibre Cable management | N/A | Cable management - Cable Tray - Light Duty - 300mm |  | Blue Helix | Yes |  | CABLETRAY-GL-300
Miscellaneous | Fibre Optic Components | S/S Fibre Cable management | N/A | Cable management - Cable Tray, Right Angled Flat Bend - Light Duty - 300mm |  | Blue Helix | Yes |  | CABLETRAY-GL-300-FBD
Miscellaneous | Fibre Optic Components | S/S Fibre Cable management | N/A | Cable management - Cable Tray, Equal Tee - Off - Light Duty -300mm |  | Blue Helix | Yes |  | CABLETRAY-GL-300-TEE
Overhead | PM Auxilliary Power Voltage Transformers |  | 20kV | 20kV / 230V, 250VA, Cast resin Auxillary Voltage Transformer | 193268 | ABB | Yes | Pinetops, North Carolina, USA | VOY-20 |  | NPS/001/012
Overhead | PM Auxilliary Power Voltage Transformers |  | 33kV | 33kV / 230V, 250VA, Cast resin Auxillary Voltage Transformer | TBA | ABB | Yes | Pinetops, North Carolina, USA | VOY-36 |  | NPS/001/012
Underground | Cable Ducts and Protective Tiles/Tape | Ducts | N/A | 100mm Twin Wall Duct | 262717 | Centriforce | Yes | UK |  | Removed from specification 2015 | NPS/002/003 | 2024-11-12
Underground | Cable Ducts and Protective Tiles/Tape | Ducts | N/A | 125mm Twin Wall Duct | 140314 | Centriforce | Yes | UK |  |  | NPS/002/003 | 2024-11-12
Underground | Cable Ducts and Protective Tiles/Tape | Ducts | N/A | 150mm Twin Wall Duct | 262535 | Centriforce | Yes | UK |  |  | NPS/002/003 | 2024-11-12
Underground | Cable Ducts and Protective Tiles/Tape | Ducts | N/A | 50mm Rigid Duct | 160888 | Centriforce | Yes | UK |  |  | NPS/002/003 | 2024-11-12
Underground | Cable Ducts and Protective Tiles/Tape | Ducts | N/A | 178mm Twin Wall | N/A | Radius Ducts | No | Ireland |  | To be used where 150mm duct is required | NPS/002/003 | 2024-11-12
Underground | Cable Ducts and Protective Tiles/Tape | Ducts | N/A | 145mm Twin Wall | N/A | Radius Ducts | No | Ireland |  | To be used where 150mm duct is required | NPS/002/003 | 2024-11-12
Underground | Cable Ducts and Protective Tiles/Tape | Ducts | N/A | 118mm Twin Wall | N/A | Radius Ducts | No | Ireland |  | To be used where 110mm duct is required | NPS/002/003 | 2024-11-12
Underground | Cable Ducts and Protective Tiles/Tape | Ducts | N/A | 110mm PVC Power Ducting | N/A | Radius Ducts | No | Ireland |  | To be used where 110mm duct is required | NPS/002/003 | 2024-11-12
Underground | Cable Ducts and Protective Tiles/Tape | Ducts | N/A | 160mm PVC Power Ducting | N/A | Radius Ducts | No | Ireland |  | To be used where 150mm duct is required | NPS/002/003 | 2024-11-12
Underground | Cable Ducts and Protective Tiles/Tape | Ducts - Fiber Optic | N/A | 96mm Green PVC Fibre Optic Duct. 6m length | N/A | Radius Ducts | No | Ireland |  | Accessories assessed | NPS/002/003 | 2024-11-12
Underground | Cable Ducts and Protective Tiles/Tape | Ducts - Fiber Optic | N/A | 32mm Black HDPE Fibre Optic Sub-duct. 500m coil. | N/A | Radius Ducts | No | Ireland |  | Accessories assessed | NPS/002/003 | 2024-11-12
Underground | Cable Straight Joints |  | 132kV | Straight Joint Single Core XLPE – Single Core XLPE Cable dimensions must be given when ordering unit. Can be supplied soild or separate bonded earths To NPS spec 002 017 | Not a Stock Item | TE Connectivity (Tyco) | Yes | Ottobrunn Germany | EHVS-145T | Product description updated to include more detail supplier name updated to TE not Tyco or rachem | NPS/002/017 | 2021-12-29
Underground | Cable straight Joints |  | 132kV | Straight Joint Single Core XLPE – Single Core XLPE Cable dimensions must be given when ordering unit. Can be supplied soild or separate bonded earths To NPS spec 002 017 | Not a Stock Item | Prysmian | Yes | Holland | CFJ – 145 Click Fit | Product description updated to include more detail supplier name updated | NPS/002/017 | 2021-12-29
Underground | Cable Straight Joints |  | 132kV | Straight Joint Single Core XLPE – Single Core XLPE Cable dimensions must be given when ordering unit. Can be supplied soild or separate bonded earths To NPS spec 002 017 | Not a Stock Item | 3M | Yes | Shanghai, China | SC145 – II (98 AD Series) SS145 – II (98 AD Series) | Product description updated to include more detail Other 3 m joints available | NPS/002/017 | 2021-12-29
Plant & Switchgear | LV Boards/Pillars/Cabinets | Cabinet | LV | LV Outdoor 800A - 3 Way Fuse Cabinet Transformer Mounted Bottom Outgoing – LV Supplier Transformer links on Right Hand Side | 218581 | Schneider | Yes | Eastfield Scarborough England | ENPG01 | ECE01R4 replaces GQ01 | NPS/003/005 | 2019-08-09
Plant & Switchgear | LV Boards/Pillars/Cabinets | Cabinet | LV | LV Outdoor 1600A - 5 Way Fuse Cabinet Transformer Mounted Bottom Outgoing – LV Supplier Transformer links on Right Hand Side | 218582 | Schneider | Yes | Eastfield Scarborough England | ENPG02 | ECE02R4 replaces GQ02 | NPS/003/005 | 2019-08-09
Plant & Switchgear | LV Boards/Pillars/Cabinets | Cabinet | LV | LV Outdoor 1600A - 7 Way Feeder Pillar Transformer Mounted Bottom Outgoing – LV Supplier Transformer links on Right Hand Side | 218583 | Schneider | Yes | Eastfield Scarborough England | ENPG03 | ECE03R4 replaces GQ03 | NPS/003/005 | 2019-08-09
Plant & Switchgear | LV Boards/Pillars/Cabinets | Pillar | LV | LV Outdoor 1600A - 5 Way Feeder Pillar Free Standing Transformer links on Right Hand Side | 218585 | Schneider | Yes | Eastfield Scarborough England | ENPG31 | replaces GQ05 | NPS/003/005 | 2019-08-09
Plant & Switchgear | LV Boards/Pillars/Cabinets | Pillar | LV | LV Outdoor 1600A - 7 Way Feeder Pillar Free Standing Transformer links on Right Hand Side | 218586 | Schneider | Yes | Eastfield Scarborough England | ENPG31 | replaces GQ06 | NPS/003/005 | 2019-08-09
Plant & Switchgear | LV Boards/Pillars/Cabinets | LV Board | LV | LV Indoor 1600A - 5 Way Fuseboard Wall mounted top entry incoming & bottom entry outgoing Transformer links on Right Hand Side | 218595 | Schneider | Yes | Eastfield Scarborough England | ENPG17 | replaces GQ17 | NPS/003/005 | 2019-08-09
Plant & Switchgear | LV Boards/Pillars/Cabinets | LV Board | LV | LV Indoor 1600A - 7 Way Fuseboard Wall mounted top entry incoming & bottom entry outgoing Transformer links on Right Hand Side | 218596 | Schneider | Yes | Eastfield Scarborough England | ENPG18 | replaces GQ18 | NPS/003/005 | 2019-08-09
Plant & Switchgear | LV Boards/Pillars/Cabinets | LV Board | LV | LV Indoor 1600A - 5 Way Fuseboard Wall mounted bottom entry incoming & bottom entry outgoing, Transformer links on Right Hand Side | 218598 | Schneider | Yes | Eastfield Scarborough England | ENPG20 | replaces GQ20 | NPS/003/005 | 2019-08-09
Plant & Switchgear | LV Boards/Pillars/Cabinets | LV Board | LV | LV Indoor 1600A - 7 Way Fuseboard Wall mounted bottom entry incoming & bottom entry outgoing, Transformer links on Right Hand Side | 218599 | Schneider | Yes | Eastfield Scarborough England | ENPG21 | replaces GQ21 | NPS/003/005 | 2019-08-09
Plant & Switchgear | LV Boards/Pillars/Cabinets | LV Board | LV | LV Indoor 1600A - 5 Way Fuseboard Wall mounted Right Hand Side entry incoming & bottom entry outgoing Transformer links on Right Hand Side | 218601 | Schneider | Yes | Eastfield Scarborough England | ENPG21 | replaces GQ23 | NPS/003/005 | 2019-08-09
Plant & Switchgear | LV Boards/Pillars/Cabinets | LV Board | LV | LV Indoor 1600A - 7Way Fuseboard Wall mounted Right Hand Side entry incoming & bottom entry outgoing Transformer links on Right Hand Side | 218603 | Schneider | Yes | Eastfield Scarborough England | ENPG24 | replaces GQ24 | NPS/003/005 | 2019-08-09
Plant & Switchgear | LV Boards/Pillars/Cabinets | LV Board | LV | LV Indoor 1600A - 5Way Fuseboard Wall mounted Bottom entry incoming & bottom entry outgoing Transformer links on Right Hand Side | 218605 | Schneider | Yes | Eastfield Scarborough England | ENPG26 | replaces GQ26 | NPS/003/005 | 2019-08-09
Plant & Switchgear | LV Boards/Pillars/Cabinets | LV Board | LV | LV Indoor 1600A - 7Way Fuseboard Wall mounted Bottom entry incoming & bottom entry outgoing Transformer links on Right Hand Side | 218606 | Schneider | Yes | Eastfield Scarborough England | ENPG27 | replaces GQ27 | NPS/003/005 | 2019-08-09
Plant & Switchgear | LV Boards/Pillars/Cabinets | Cabinet | LV | LV Outdoor 800A ACB Cabinet Transformer mounted no Transformer links metering Cuts on bottom of ACB no generator connections | 218614 | Schneider | Yes | Eastfield Scarborough England | ENPG04 | ECE04R4 replaces GQ34 | NPS/003/005 | 2019-08-09
Plant & Switchgear | LV Boards/Pillars/Cabinets | Cabinet | LV | LV Outdoor 1250A ACB Cabinet Transformer mounted no Transformer links metering CTs on bottom of ACB no generator connections | 218615 | Schneider | Yes | Eastfield Scarborough England | ENPG05 | ECE05R4 replaces GQ35 | NPS/003/005 | 2019-08-09
Plant & Switchgear | LV Boards/Pillars/Cabinets | Cabinet | LV | LV Outdoor 1600A ACB Cabinet Transformer mounted no Transformer links metering CTs on bottom of ACB no generator connections | 218616 | Schneider | Yes | Eastfield Scarborough England | ENPG06 | ECE01R4 replaces GQ36 | NPS/003/005 | 2019-08-09
Plant & Switchgear | LV Boards/Pillars/Cabinets | ACB | LV | LV Outdoor 800A ACB + 2 feeder ways Transformer mounted Transformer links on Right Hand Side 2 feeder ways on Left Hand Side metering CTs on bottom of ACB, with 30V DC shunt trip | 218617 | Schneider | Yes | Eastfield Scarborough England | ENPG07 | ECE07R4 replaces GQ37 | NPS/003/005 | 2019-08-09
Plant & Switchgear | LV Boards/Pillars/Cabinets | ACB | LV | LV Outdoor 1250Amp ACB + 2 feeder ways Transformer mounted Transformer links on Right Hand Side 2 feeder ways on Left Hand Side metering CTs on bottom of ACB, with 30V DC shunt trip | 218618 | Schneider | Yes | Eastfield Scarborough England | ENPG08 | ECE08R4 replaces GQ38 | NPS/003/005 | 2019-08-09
Plant & Switchgear | LV Boards/Pillars/Cabinets | ACB | LV | LV Outdoor 1600Amp - ACB + 2 feeder ways Transformer mounted Transformer links on Right Hand Side 2 feeder ways on Left Hand Side metering Cuts on bottom of ACB, with 30V DC shunt trip | 218619 | Schneider | Yes | Eastfield Scarborough England | ENPG09 | ECE09R4 replaces GQ39 | NPS/003/005 | 2019-08-09
Plant & Switchgear | LV Boards/Pillars/Cabinets | ACB | LV | 800A ACB and Cabinet Supersedes Dorman Smith Service Termination Cubicle Indoor Cubicle with 800A MCCB with Shunt Trip, CT Links Suitable for cables from below. | 218620 | Schneider | Yes | Eastfield Scarborough England | ENPGC08 | replaces GC08 | NPS/003/005 | 2019-08-09
Plant & Switchgear | LV Boards/Pillars/Cabinets | ACB | LV | 1600A ACB and Cabinet Supersedes Dorman Smith Service Termination Cubicle. Indoor Cubicle with 1600A MCCB with Shunt Trip, CT Links. Suitable for cables from below. | 218621 | Schneider | Yes | Eastfield Scarborough England | ENPGC16 | replaces GC16 | NPS/003/005
Underground | Cable Route Marker | Marker Post | N/A | Cable Route Marker Post: Plastic Type. To be used in Conjunction with Warning Notices | 225960 | [5 empty] | NPS/002/003
Underground | Cable Route Marker | Warning Notice | N/A | Notice: Underground Electricity Cable Warning Notice. Northern Area | 363481 | [5 empty] | NPS/002/003
Underground | Cable Route Marker | Warning Notice | N/A | Notice: Underground Electricity Cable Warning Notice. Yorkshire Area | 363482 | [5 empty] | NPS/002/003
Plant & Switchgear | Emergency Trip Button |  | LV | Emergency Trip Pushbutton Assembly: for use with LV/HV Circuit Breakers | 099457 | Schneider | Yes | Eastfield Scarborough England | EGQPB |  | NPS/002/003
Overhead | ABC Fitting | Anchor Clamp | LV | Anchor Clamp, Full Tension 50mm2 – 120mm2 4/5‐core | 242359 | Ensto UK | No | Estonia | SO234S |  | NPS/001/024 | 2018-11-28
Overhead | ABC Fitting | Anchor Clamp | LV | Anchor Clamp, Full Tension 50mm2 – 120mm2 4/5‐core | 242359 | Sicame UK | No | Poland | PA12 A |  | NPS/001/024 | 2018-11-28
Overhead | ABC Fitting | Anchor Clamp | LV | Anchor Clamp, Full Tension 50mm2 – 120mm2 4/5‐core | 242359 | TE Connectivity | Yes | France | PA4 FA |  | NPS/001/024 | 2018-11-28
Overhead | ABC Fitting | Anchor Clamp | LV | Anchor Clamp, Full Tension 35mm2 4‐core | 220772 | Ensto UK | No | Estonia | SO111.425 |  | NPS/001/024 | 2018-11-28
Overhead | ABC Fitting | Anchor Clamp | LV | Anchor Clamp, Full Tension 35mm2 4‐core | 220772 | Sicame UK | Yes | Poland | GUKo1 |  | NPS/001/024 | 2018-11-28
Overhead | ABC Fitting | Anchor Clamp | LV | Anchor Clamp, Full Tension 35mm2 4‐core | 220772 | Mosdorfer CCL Systems | No | Poland | 4010UK |  | NPS/001/024 | 2018-11-28
Overhead | ABC Fitting | Anchor Clamp | LV | Anchor Clamp, Full Tension 35mm2 4‐core | 220772 | TE Connectivity | No | France | HEL-5505 |  | NPS/001/024 | 2018-11-28
Overhead | ABC Fitting | Anchor Clamp | LV | Anchor Clamp, Full Tension 35mm2 2‐core | 221085 | Ensto UK | No | Estonia | SO157.1 |  | NPS/001/024 | 2018-11-28
Overhead | ABC Fitting | Anchor Clamp | LV | Anchor Clamp, Full Tension 35mm2 2‐core | 221085 | Sicame UK | Yes | Poland | GUK1.3 |  | NPS/001/024 | 2018-11-28
Overhead | ABC Fitting | Anchor Clamp | LV | Anchor Clamp, Full Tension 35mm2 2‐core | 221085 | Mosdorfer CCL Systems | No | Poland | 5010/4BUK |  | NPS/001/024 | 2018-11-28
Overhead | ABC Fitting | Anchor Clamp | LV | Anchor Clamp, Reduced Tension 1.4KN 35mm2 4‐core | 221069 | Ensto UK | No | Estonia | SO158.1 |  | NPS/001/024 | 2018-11-28
Overhead | ABC Fitting | Anchor Clamp | LV | Anchor Clamp, Reduced Tension 1.4KN 35mm2 4‐core | 221069 | TE Connectivity | No | France | HEL-5505 |  | NPS/001/024 | 2018-11-28
Overhead | ABC Fitting | Anchor Clamp | LV | Anchor Clamp, Reduced Tension 1.4KN 35mm2 4‐core | 221069 | Mosdorfer CCL Systems | No | Poland | 5010/4UK |  | NPS/001/024 | 2018-11-28
Overhead | ABC Fitting | Anchor Clamp | LV | Anchor Clamp, Reduced Tension 1.4KN 35mm2 4‐core | 221069 | Sicame UK | Yes | Poland | GUKp4 |  | NPS/001/024 | 2018-11-28
Overhead | ABC Fitting | Anchor Clamp | LV | Anchor Clamp, Reduced Tension 1.4KN 35mm2 2‐core | 221077 | Ensto UK | No | Estonia | SO157.1 |  | NPS/001/024 | 2018-11-28
Overhead | ABC Fitting | Anchor Clamp | LV | Anchor Clamp, Reduced Tension 1.4KN 35mm2 2‐core | 221077 | Sicame UK | Yes | Poland | GUKp2 |  | NPS/001/024 | 2018-11-28
Overhead | ABC Fitting | Anchor Clamp | LV | Anchor Clamp, Reduced Tension 1.4KN 35mm2 2‐core | 221077 | TE Connectivity | No | France | HEL-5505 2 |  | NPS/001/024 | 2018-11-28
Overhead | ABC Fitting | Anchor Clamp | LV | Anchor Clamp, Reduced Tension 1.4KN 35mm2 2‐core | 221077 | Mosdorfer CCL Systems | No | Poland | 5005/2UK |  | NPS/001/024 | 2018-11-28
Overhead | ABC Fitting | Running Block | LV | Combined Running Block/Suspension Clamp 50mm2 – 120mm2 2 and 4/5‐core | 242217 | Ensto UK | No | Estonia | SO99 |  | NPS/001/024 | 2018-11-28
Overhead | ABC Fitting | Running Block | LV | Combined Running Block/Suspension Clamp 50mm2 – 120mm2 2 and 4/5‐core | 242217 | Ensto UK | Yes | Estonia | SO99 |  | NPS/001/024 | 2018-11-28
Overhead | ABC Fitting | Running Block | LV | Combined Running Block/Suspension Clamp 50mm2 – 120mm2 2 and 4/5‐core | 242217 | Mosdorfer CCL Systems | No | Poland | 5214/WPR3/KUK |  | NPS/001/024 | 2018-11-28
Overhead | ABC Fitting | Running Block | LV | Combined Running Block/Suspension Clamp 50mm2 – 120mm2 2 and 4/5‐core | 242217 | TE Connectivity | No | France | RSC 25-120 |  | NPS/001/024 | 2018-11-28
Overhead | ABC Fitting | Running Block | LV | Extension roller for combined running block | 297173 | Ensto UK | Yes | Estonia | ST26.99 |  | NPS/001/024 | 2018-11-28
Overhead | ABC Fitting | Running Block | LV | Extension roller for combined running block | 297173 | Sicame UK | No | France | PGP2Q |  | NPS/001/024 | 2018-11-28
Overhead | ABC Fitting | IPC | LV | Insulation Piercing Connector, Single Bolt 50mm2‐120mm2 ABC main to 6mm2‐35 mm2 tap conductor | 242132 | Mosdorfer CCL Systems | No | Poland | 5214/WPR3/KUK |  | NPS/001/024 | 2018-11-28
Overhead | ABC Fitting | IPC | LV | Insulation Piercing Connector, Single Bolt 50mm2‐120mm2 ABC main to 6mm2‐35 mm2 tap conductor | 242132 | Ensto UK | No | Estonia | SLIW54 |  | NPS/001/024 | 2018-11-28
Overhead | ABC Fitting | IPC | LV | Insulation Piercing Connector, Single Bolt 50mm2‐120mm2 ABC main to 6mm2‐35 mm2 tap conductor | 242132 | Sicame UK | Yes | Poland | TTD 241 FJ2TA |  | NPS/001/024 | 2018-11-28
Overhead | ABC Fitting | IPC | LV | Insulation Piercing Connector, Single Bolt 50mm2‐120mm2 ABC main to 6mm2‐35 mm2 tap conductor | 242132 | TE Connectivity | No | France | P2X150 |  | NPS/001/024 | 2018-11-28
Overhead | ABC Fitting | IPC | LV | Insulation Piercing Connector, Single Bolt 25mm2‐95 mm2 ABC main to 6mm2‐35mm2 tap conductor | 222307 | Mosdorfer CCL Systems | No | Poland | 5214/WPR3/KUK |  | NPS/001/024 | 2018-11-28
Overhead | ABC Fitting | IPC | LV | Insulation Piercing Connector, Single Bolt 25mm2‐95 mm2 ABC main to 6mm2‐35mm2 tap conductor | 222307 | Ensto UK | No | Poland | SLIW54 |  | NPS/001/024 | 2018-11-28
Overhead | ABC Fitting | IPC | LV | Insulation Piercing Connector, Single Bolt 25mm2‐95 mm2 ABC main to 6mm2‐35mm2 tap conductor | 222307 | Sicame UK | Yes | Poland | TTD 151 FJA |  | NPS/001/024 | 2018-11-28
Overhead | ABC Fitting | IPC | LV | Insulation Piercing Connector, Single Bolt 25mm2‐95 mm2 ABC main to 6mm2‐35mm2 tap conductor | 222307 | TE Connectivity | Yes | France | P2X95 MK 2 |  | NPS/001/024 | 2018-11-28
Overhead | ABC Fitting | IPC | LV | Insulation Piercing Connector, Double Bolt 50mm2‐120mm2 main to 6mm2‐35mm2 tap | 222323 | Sicame UK | Yes | Poland | TTD 411 FTA |  | NPS/001/024 | 2018-11-28
Overhead | ABC Fitting | IPC | LV | Insulation Piercing Connector, Double Bolt 25mm2‐120mm2 ABC main to 16mm2‐120mm2 tap | 241996 | Sicame UK | Yes | Poland | TTD 401F |  | NPS/001/024 | 2018-11-28
Overhead | ABC Fitting | IPC | LV | Insulation Piercing Connector, Double Bolt for 35mm2 – 120mm2 ABC Main to bare or covered open wire conductors (32mm2 – 100mm2 Cu. or 50mm2 – 100mm2 Plain Al.) | 242024 | Sicame UK | No | Poland | NTD 401 EFTA |  | NPS/001/024 | 2018-11-28
Overhead | ABC Fitting | IPC | LV | Insulation Piercing Connector, Double Bolt for 35mm2 – 120mm2 ABC Main to bare or covered open wire conductors (32mm2 – 100mm2 Cu. or 50mm2 – 100mm2 Plain Al.) | 242024 | TE Connectivity | Yes | France | P3B 120 NPG |  | NPS/001/024 | 2018-11-28
Overhead | ABC Fitting | IPC | LV | Insulation Piercing Connector, Single Bolt 25mm - 150mm Main to 25mm - 95mm Tap | 242034 | Ensto UK | Yes | Estonia | SLIW66 |  | NPS/001/024 | 2018-11-28
Overhead | ABC Fitting | IPC | LV | Insulation Piercing Connector, Single Bolt 25mm - 150mm Main to 25mm - 95mm Tap | 222364 | Ensto UK | Yes | Estonia | SLIW67 |  | NPS/001/024 | 2018-11-28
Overhead | ABC Fitting | IPC | LV | Insulation Piercing Connector, Single Bolt 25mm - 150mm Main to 25mm - 95mm Tap | 242137 | Ensto UK | Yes | Estonia | SLIW57 |  | NPS/001/024 | 2018-11-28
Overhead | ABC Fitting | IPC | LV | Insulation Piercing Connector (services) for 4 ‐ 35mm to 4 ‐ 35mm Copper or Aluminium service conductor | 242388 | Sicame UK | Yes | France | TTD 101 FA |  | NPS/001/024 | 2018-11-28
Overhead | ABC Fitting | IPC | LV | Insulation Piercing Connector, Earthing Fitting for 35mm2 to 120 mm2 ABC Main | 222364 | Ensto UK | No | Estonia | SOT208.07 |  | NPS/001/024 | 2018-11-28
Overhead | ABC Fitting | IPC | LV | Insulation Piercing Connector, Earthing Fitting for 35mm2 to 120 mm2 ABC Main | 222364 | Sicame UK | Yes | Poland | TTD 3CCA |  | NPS/001/024 | 2018-11-28
Overhead | ABC Fitting | IPC | LV | Insulation Piercing Connector, Earthing Fitting for 35mm2 to 120 mm2 ABC Main | 222364 | TE Connectivity | No | France | P2X150T |  | NPS/001/024 | 2018-11-28
Overhead | ABC Fitting | IPC | LV | ABC Fitting: 2-Way Multi-tap IPC Connector for 2 x 6-35mm Service Connections | 222364 | Ensto UK | Yes | Estonia | TAP 2 |  | NPS/001/024 | 2018-11-28
Overhead | ABC Fitting | IPC | LV | ABC Fitting: 4-Way Multi-tap IPC Connector for 4 x 6-35mm Service Connections | 242033 | Ensto UK | Yes | Estonia | TAP 4 |  | NPS/001/024 | 2018-11-28
Overhead | ABC Fitting | Cable Cap | LV | Cable End Cap (cold applied) for 25mm2 – 120mm2 ABC | 265524 | Ensto UK | No | Estonia | EC1 |  | NPS/001/024 | 2018-11-28
Overhead | ABC Fitting | Cable Cap | LV | Cable End Cap (cold applied) for 25mm2 – 120mm2 ABC | 265524 | TE Connectivity | Yes | France | CECT 16-150 |  | NPS/001/024 | 2018-11-28
Overhead | ABC Fitting | Joint Insulation | LV | Joint Insulation Sleeve | 262210 | TE Connectivity | Yes | France | Rayvol Tube |  | NPS/001/024 | 2018-11-28
Overhead | ABC Fitting | Proximity Shroud | LV | Proximity Shrouding, 2.5 metre Length | 265774 | Sicame UK | Yes | France | GSP 150 |  | NPS/001/024 | 2018-11-28
Overhead | ABC Fitting | ABC Cleat | LV | Wall Mount Cleat | 262051 | Sicame UK | No | France | SC93 VCH |  | NPS/001/024 | 2018-11-28
Overhead | ABC Fitting | ABC Cleat | LV | Wall Mount Cleat | 262051 | TE Connectivity | Yes | France | BRPF 6 |  | NPS/001/024 | 2018-11-28
Overhead | ABC Fitting | ABC Cleat | LV | Pole Cleat for Wood and Steel Poles | 242560 | Ensto UK | Yes | Estonia | SO79.1 |  | NPS/001/024 | 2018-11-28
Overhead | ABC Fitting | ABC Cleat | LV | Pole Cleat for Wood and Steel Poles | 242560 | Sicame UK | No | France | BIC 30-50 |  | NPS/001/024 | 2018-11-28
Overhead | Mechanical OHL Fitting | Parallel Grove Connector | LV | Parallel Grove Connector Suitable for Bi-metallic Applications on the Conductor Range of 16mm to 120mm copper or aluminium Main and Tap Combinations. Only to be used for Temporary Connections | 266490 | Mosdorfer CCL Systems | Yes | UK | 5915.2TUK |  | NPS/001/016 | 2018-11-28
Overhead | Mechanical OHL Fitting | Live Line Tap | N/A | Live Line Tap, 400 Amp utilised at 200 Amp to Drawing Number 1.09.121.0024 | 268999 | Mosdorfer CCL Systems | Yes | USA | 229000 |  | NPS/001/016 | 2018-11-28
Overhead | Mechanical OHL Fitting | Live Line Tap | N/A | Live Line Tap, 800 Amp utilised at 400 Amp to Drawing Number 1.09.121.0024 | 269008 | Mosdorfer CCL Systems | Yes | USA | 229002 |  | NPS/001/016 | 2018-11-28
Overhead | Mechanical OHL Fitting | Neutral Earth Stirrup | LV | Neutral and LV Earth Connection Stirrup for Pole Mounted Substations, to Drawing Number 1.09.119.3161 | 354340 | Mosdorfer CCL Systems | Yes | UK | 208098 |  | NPS/001/016 | 2018-11-28
Overhead | Surge Arrestor | Surge Arrestor | 11kV | Surge Arrestor 11kV Stand-off type with M12 Mounting Studs | 224071 | Mosdorfer CCL Systems | No | South Korea | CA 15/10 |  | NPS/001/008 | 2018-11-28
Overhead | Surge Arrestor | Surge Arrestor | 11kV | Surge Arrestor 11kV Stand-off type with M12 Mounting Studs | 224071 | Sicame UK | Yes | France | AZBD 150 M12 |  | NPS/001/008 | 2018-11-28
Overhead | Surge Arrestor | Surge Arrestor | 11kV | Surge Arrestor 11kV Stand-off type with M12 Mounting Studs | 224071 | TE Connectivity | No | India | DA1 15B |  | NPS/001/008 | 2018-11-28
Overhead | Surge Arrestor | Surge Arrestor | 11kV | Surge Arrestor 11kV Stand-off type with M12 Mounting Studs | 224071 | Pace Networks | No | Italy |  |  | NPS/001/008 | 2018-11-28
Overhead | Surge Arrestor | Surge Arrestor | 11kV | Surge Arrestor 11kV Stand-off type with M12 Mounting Studs | 224071 | Siemens | No | Germany |  |  | NPS/001/008 | 2018-11-28
Overhead | Surge Arrestor | Surge Arrestor | 20kV | Surge Arrestor 20kV Stand-off type with M12 Mounting Studs | 244213 | Mosdorfer CCL Systems | Yes | South Korea | CA 24/10 |  | NPS/001/008 | 2018-11-28
Overhead | Surge Arrestor | Surge Arrestor | 20kV | Surge Arrestor 20kV Stand-off type with M12 Mounting Studs | 244213 | TE Connectivity | No | India | DA1 25D |  | NPS/001/008 | 2018-11-28
Overhead | Surge Arrestor | Surge Arrestor | 33kV | Surge Arrestor 33kV supplied complete with Polyfibre Base Insulator, Earth Connection Plate and Conductor Clamp | 224113 | TE Connectivity | Yes | UK | OCP2-29M |  | NPS/001/008 | 2018-11-28
Overhead | Surge Arrestor | Surge Arrestor | 33kV | Surge Arrestor 33kV supplied complete with Polyfibre Base Insulator, Earth Connection Plate and Conductor Clamp | 224113 | Mathew Blythe (Siemens) | No | Germany | 3EL1 036 1PE21 4XA1 |  | NPS/001/008 | 2018-11-28
Overhead | Surge Arrestor | Surge Arrestor | 66kV | Surge Arrestor 66kV with Moulded Polyfibre Base | 224154 | TE Connectivity | Yes | UK | BOW-PBA3-72L5E2M6 |  | NPS/001/008 | 2018-11-28
Overhead | Surge Arrestor | Surge Arrestor | 66kV | Surge Arrestor 66kV with Moulded Polyfibre Base | 224154 | Mathew Blythe (Siemens) | No | Germany | 3EL1 072-1PH21-4XA5 |  | NPS/001/008 | 2018-11-28
Overhead | Surge Arrestor | Surge Arrestor | 66kV | Surge Arrestor 66kV Pedestal Base | 224156 | TE Connectivity | Yes | UK | PBA - M3 |  | NPS/001/008 | 2018-11-28
Overhead | Surge Arrestor | Surge Arrestor | 66kV | Surge Arrestor 66kV Pedestal Base | 224156 | Mathew Blythe (Siemens) | No | Germany | tbc |  | NPS/001/008 | 2018-11-28
Overhead | Surge Arrestor | Surge Arrestor | 132kV | Surge Arrestor 132kV (Pole Mounted) | 224155 | TE Connectivity | No | UK | BOW - PBA31 - 144 |  | NPS/001/008 | 2024-08-09
Overhead | Surge Arrestor | Surge Arrestor | 132kV | Surge Arrestor 132kV Sub-Station Class | 224157 | TE Connectivity | No | UK | BOW - PCA - 3E - 120 |  | NPS/001/008 | 2024-08-09
Underground | Cable Cleats | Cable Cleats | N/A | Cable Support, Claw Cleat, 38-44mm | 143469 | Ellis Patents | No | UK |  |  | NPS/002/011 | 2018-11-28
Underground | Cable Cleats | Cable Cleats | N/A | Cable Support, Claw Cleat, 38-44mm | 143469 | Jointing Technology | No | UK |  |  | NPS/002/011 | 2018-11-28
Underground | Cable Cleats | Cable Cleats | N/A | Cable Support, Claw Cleat, 38-44mm | 143469 | Cable Services | Yes | UK |  |  | NPS/002/011 | 2018-11-28
Underground | Cable Cleats | Cable Cleats | N/A | Cable Support, Claw Cleat, 44-51mm | 143473 | Ellis Patents | No | UK |  |  | NPS/002/011 | 2018-11-28
Underground | Cable Cleats | Cable Cleats | N/A | Cable Support, Claw Cleat, 44-51mm | 143473 | Jointing Technology | No | UK |  |  | NPS/002/011 | 2018-11-28
Underground | Cable Cleats | Cable Cleats | N/A | Cable Support, Claw Cleat, 44-51mm | 143473 | Cable Services | Yes | UK |  |  | NPS/002/011 | 2018-11-28
Underground | Cable Cleats | Cable Cleats | N/A | Aluminium trefoil cable cleat for 34-35mm single core cables. | 160286 | Ellis Patents | No | UK |  |  | NPS/002/011 | 2018-11-28
Underground | Cable Cleats | Cable Cleats | N/A | Aluminium trefoil cable cleat for 34-35mm single core cables. | 160286 | Jointing Technology | No | UK |  |  | NPS/002/011 | 2018-11-28
Underground | Cable Cleats | Cable Cleats | N/A | Aluminium trefoil cable cleat for 34-35mm single core cables. | 160286 | Cable Services | Yes | UK |  |  | NPS/002/011 | 2018-11-28
Underground | Cable Cleats | Cable Cleats | N/A | Aluminium trefoil cable cleat with 2 bolt fixing for 36 to 38 mm single core cables. | 160290 | Ellis Patents | No | UK |  |  | NPS/002/011 | 2018-11-28
Underground | Cable Cleats | Cable Cleats | N/A | Aluminium trefoil cable cleat with 2 bolt fixing for 36 to 38 mm single core cables. | 160290 | Jointing Technology | No | UK |  |  | NPS/002/011 | 2018-11-28
Underground | Cable Cleats | Cable Cleats | N/A | Aluminium trefoil cable cleat with 2 bolt fixing for 36 to 38 mm single core cables. | 160290 | Cable Services | Yes | UK |  |  | NPS/002/011 | 2018-11-28
Underground | Cable Cleats | Cable Cleats | N/A | Aluminium trefoil cable cleat with 2 bolt fixing for 27 to 28 mm Triplex cables. | 160292 | Ellis Patents | Yes | UK |  |  | NPS/002/011 | 2018-11-28
Underground | Cable Cleats | Cable Cleats | N/A | Aluminium trefoil cable cleat with 2 bolt fixing for 27 to 28 mm Triplex cables. | 160292 | Jointing Technology | No | UK |  |  | NPS/002/011 | 2018-11-28
Underground | Cable Cleats | Cable Cleats | N/A | Aluminium trefoil cable cleat with 2 bolt fixing for 27 to 28 mm Triplex cables. | 160292 | Cable Services | No | UK |  |  | NPS/002/011 | 2018-11-28
Underground | Cable Cleats | Cable Cleats | N/A | Aluminium trefoil cable cleat with 2 bolt fixing for 30 to 32 mm single core cables. | 160294 | Ellis Patents | No | UK |  |  | NPS/002/011 | 2018-11-28
Underground | Cable Cleats | Cable Cleats | N/A | Aluminium trefoil cable cleat with 2 bolt fixing for 30 to 32 mm single core cables. | 160294 | Jointing Technology | No | UK |  |  | NPS/002/011 | 2018-11-28
Underground | Cable Cleats | Cable Cleats | N/A | Aluminium trefoil cable cleat with 2 bolt fixing for 30 to 32 mm single core cables. | 160294 | Cable Services | Yes | UK |  |  | NPS/002/011 | 2018-11-28
Underground | Cable Cleats | Cable Cleats | N/A | Cable Cleat, 2 Bolt, 51-57mm, Aluminium Alloy | 240118 | Ellis Patents | Yes | UK |  |  | NPS/002/011 | 2018-11-28
Underground | Cable Cleats | Cable Cleats | N/A | Cable Cleat, 2 Bolt, 51-57mm, Aluminium Alloy | 240118 | Jointing Technology | No | UK |  |  | NPS/002/011 | 2018-11-28
Underground | Cable Cleats | Cable Cleats | N/A | Cable Cleat, 2 Bolt, 51-57mm, Aluminium Alloy | 240118 | Cable Services | No | UK |  |  | NPS/002/011 | 2018-11-28
Underground | Cable Cleats | Cable Cleats | N/A | Cleat: Single Bolt Fixing Trefoil Cleat for 35 - 40mm Dia. Single Core Cables. | 160229 | Ellis Patents | No | UK |  |  | NPS/002/011 | 2018-11-28
Underground | Cable Cleats | Cable Cleats | N/A | Cleat: Single Bolt Fixing Trefoil Cleat for 35 - 40mm Dia. Single Core Cables. | 160229 | Cable Services | Yes | UK |  |  | NPS/002/011 | 2018-11-28
Underground | Cable Cleats | Cable Cleats | N/A | Cleat: Single Bolt Fixing Trefoil Cable Cleat for 30 - 35mm Dia. Single Core Cables. | 160252 | Ellis Patents | Yes | UK |  |  | NPS/002/011 | 2018-11-28
Underground | Cable Cleats | Cable Cleats | N/A | Cleat: Single Bolt Fixing Trefoil Cable Cleat for 30 - 35mm Dia. Single Core Cables. | 160252 | Cable Services | No | UK |  |  | NPS/002/011 | 2018-11-28
Underground | Cable Cleats | Cable Cleats | N/A | Clamp: 2-Holed Cable Clamp Low Smoke & Fume Nylon: for 70 - 76mm Dia. Cables | 240137 | Ellis Patents | No | UK |  |  | NPS/002/011 | 2018-11-28
Underground | Cable Cleats | Cable Cleats | N/A | Clamp: 2-Holed Cable Clamp Low Smoke & Fume Nylon: for 70 - 76mm Dia. Cables | 240137 | Cable Services | Yes | UK |  |  | NPS/002/011 | 2018-11-28
Underground | Cable Cleats | Cable Cleats | N/A | Cleat: 1-Way Single Fixing Flame Retardant Cable Cleat: for 24.8mm Dia. Cables | 244250 | Ellis Patents | Yes | UK |  |  | NPS/002/011 | 2018-11-28
Underground | Cable Cleats | Cable Cleats | N/A | Cleat: 1-Way Single Fixing Flame Retardant Cable Cleat: for 24.8mm Dia. Cables | 244250 | Cable Services | No | UK |  |  | NPS/002/011 | 2018-11-28
Underground | Cable Cleats | Cable Cleats | N/A | Cleat - 2 Way, 95mm, Copper Insulation and Sheath, Drawing No. 1.09.101.0130, Sheet 1A, Ref. 2WP15B | 244636 | Ellis Patents | Yes | UK |  |  | NPS/002/011 | 2018-11-28
Underground | Cable Cleats | Cable Cleats | N/A | Cleat, 35/95mm, Tx. LV, Leads 30-272 (Out), Drawing No. 1.09.101.0130, Item 1 | 244744 | Ellis Patents | Yes | UK |  |  | NPS/002/011 | 2018-11-28
Underground | Cable Cleats | Cable Cleats | N/A | Cleat Spacer, 30-272/S, (For Cat No 244744), Drawing No. 1.09.101.0130, Item 2 | 244759 | Ellis Patents | Yes | UK |  |  | NPS/002/011 | 2018-11-28
Underground | Cable Cleats | Cable Cleats | N/A | Cleat: Single Way Snap-On Saddle Cleat: for 27.5mm Dia. Cables | 244763 | Ellis Patents | Yes | UK |  |  | NPS/002/011 | 2018-11-28
Underground | Cable Cleats | Cable Cleats | N/A | Cleat: Single Way Snap-on Saddle Cleat: for 44.4mm Dia. Cables | 244797 | Ellis Patents | Yes | UK |  |  | NPS/002/011 | 2018-11-28
Underground | Cable Cleats | Cable Cleats | N/A | Cleat: Single Way Snap-on Saddle Cleat: for 48.7mm Dia. Cables | 244814 | Ellis Patents | Yes | UK |  |  | NPS/002/011 | 2018-11-28
Underground | Cable Cleats | Cable Cleats | N/A | Cleat: 1-Way Single Fixing Flame Retardant Cable Cleat: for 11.7mm Dia. Cables | 244852 | Ellis Patents | Yes | UK |  |  | NPS/002/011 | 2018-11-28
Underground | Cable Cleats | Cable Cleats | N/A | Cleat: 1-Way Single Fixing Flame Retardant Cable Cleat: for 11.7mm Dia. Cables | 244852 | Cable Services | No | UK |  |  | NPS/002/011 | 2018-11-28
Underground | Cable Cleats | Cable Cleats | N/A | Cable Saddle, 25SNE/35 SNE - HY, 95 I & S, Ref. 10-72FR | 244871 | Ellis Patents | Yes | UK |  |  | NPS/002/011 | 2018-11-28
Underground | Cable Cleats | Cable Cleats | N/A | Cable Saddle, 25SNE/35 SNE - HY, 95 I & S, Ref. 10-72FR | 244871 | Cable Services | No | UK |  |  | NPS/002/011 | 2018-11-28
Underground | Cable Cleats | Cable Cleats | N/A | Cleat: 1-Way Single Fixing Flame Retardant Cable Cleat: for 14.2mm Dia. Cables. | 245003 | Ellis Patents | Yes | UK |  |  | NPS/002/011 | 2018-11-28
Underground | Cable Cleats | Cable Cleats | N/A | Cleat: 1-Way Single Fixing Flame Retardant Cable Cleat: for 14.2mm Dia. Cables. | 245003 | Cable Services | No | UK |  |  | NPS/002/011 | 2018-11-28
Underground | Cable Cleats | Cable Cleats | N/A | Cleat: 1-Way Single Fixing; Flame Retardant Cable Cleat: for 10.6mm Dia. Cables | 248815 | Ellis Patents | Yes | UK |  |  | NPS/002/011 | 2018-11-28
Underground | Cable Cleats | Cable Cleats | N/A | Cleat: 1-Way Single Fixing; Flame Retardant Cable Cleat: for 10.6mm Dia. Cables | 248815 | Cable Services | No | UK |  |  | NPS/002/011 | 2018-11-28
Underground | Cable Cleats | Cable Cleats | N/A | Cleat: 1-Way Single Fixing Flame Retardant Cable Cleat; for 13.5mm Dia. Cables | 260376 | Ellis Patents | Yes | UK |  |  | NPS/002/011 | 2018-11-28
Underground | Cable Cleats | Cable Cleats | N/A | Cleat: 1-Way Single Fixing Flame Retardant Cable Cleat; for 13.5mm Dia. Cables | 260376 | Cable Services | No | UK |  |  | NPS/002/011 | 2018-11-28
Underground | Cable Cleats | Cable Cleats | N/A | Clamp: Two Hole Cable Clamp for 57 - 64mm Dia. cables | 291062 | Ellis Patents | Yes | UK |  |  | NPS/002/011 | 2018-11-28
Underground | Cable Cleats | Cable Cleats | N/A | Clamp: Two Hole Cable Clamp for 57 - 64mm Dia. cables | 291062 | Cable Services | No | UK |  |  | NPS/002/011 | 2018-11-28
Underground | Cable Cleats | Cable Cleats | N/A | One Hole Cable Clamp (for cable Dia. 19-23 single cable) | 291104 | Ellis Patents | Yes | UK |  |  | NPS/002/011 | 2018-11-28
Underground | Cable Cleats | Cable Cleats | N/A | One Hole Cable Clamp (for cable Dia. 19-23 single cable) | 291104 | Cable Services | No | UK |  |  | NPS/002/011 | 2018-11-28
Underground | Cable Cleats | Cable Cleats | N/A | Cleat Spacer: 2-Way Single Fixing Cable Cleat Spacer for 6.35 - 12mm Dia. cables | 291294 | Ellis Patents | Yes | UK |  |  | NPS/002/011 | 2018-11-28
Underground | Cable Cleats | Cable Cleats | N/A | Cleat: 1-Way Single Fixing Cable Cleat: for 21.1mm Dia. Cables | 291336 | Ellis Patents | No | UK |  |  | NPS/002/011 | 2018-11-28
Underground | Cable Cleats | Cable Cleats | N/A | Cleat: 1-Way Single Fixing Cable Cleat: for 21.1mm Dia. Cables | 291336 | Cable Services | Yes | UK |  |  | NPS/002/011 | 2018-11-28
Underground | Cable Cleats | Cable Cleats | N/A | Cleat: Single Way Heavy Duty Radiused Pole Cleat: 72.5mm Cables | 291377 | Ellis Patents | Yes | UK |  |  | NPS/002/011 | 2018-11-28
Underground | Cable Cleats | Cable Cleats | N/A | Cleat Cable Telcleat 26.2mm-34.2mm | 291534 | Ellis Patents | No | UK |  |  | NPS/002/011 | 2018-11-28
Underground | Cable Cleats | Cable Cleats | N/A | Cleat Cable Telcleat 26.2mm-34.2mm | 291534 | Cable Services | Yes | UK |  |  | NPS/002/011 | 2018-11-28
Underground | Cable Cleats | Cable Cleats | N/A | Cleat Cable Telcleat 10.5mm-14.5mm | 291559 | Ellis Patents | No | UK |  |  | NPS/002/011 | 2018-11-28
Underground | Cable Cleats | Cable Cleats | N/A | Cleat Cable Telcleat 10.5mm-14.5mm | 291559 | Cable Services | Yes | UK |  |  | NPS/002/011 | 2018-11-28
Underground | Cable Cleats | Cable Cleats | N/A | Cleat Cable Telcleat 12.2mm-16.7mm | 291575 | Ellis Patents | No | UK |  |  | NPS/002/011 | 2018-11-28
Underground | Cable Cleats | Cable Cleats | N/A | Cleat Cable Telcleat 12.2mm-16.7mm | 291575 | Cable Services | Yes | UK |  |  | NPS/002/011 | 2018-11-28
Underground | Cable Cleats | Cable Cleats | N/A | Single Bolt Fixing 1 Core 66kV Aluminium Cable Cleat 66.1mm (Atlas Range Taker Cleats for Trefoil/Single Cable) | 291583 | Ellis Patents | Yes | UK |  |  | NPS/002/011 | 2018-11-28
Underground | Cable Cleats | Cable Cleats | N/A | Single Bolt Fixing 1 Core 66kV Aluminium Cable Cleat 66.1mm (Atlas Range Taker Cleats for Trefoil/Single Cable) | 291583 | Cable Services | No | UK |  |  | NPS/002/011 | 2018-11-28
Underground | Cable Cleats | Cable Cleats | N/A | Trefoil Cable Cleat for 33kV Copper Cable Dia 45.6mm (Atlas Range Taker Cleats for Trefoil/Single Cable) | 291609 | Ellis Patents | No | UK |  |  | NPS/002/011 | 2018-11-28
Underground | Cable Cleats | Cable Cleats | N/A | Trefoil Cable Cleat for 33kV Copper Cable Dia 45.6mm (Atlas Range Taker Cleats for Trefoil/Single Cable) | 291609 | Cable Services | Yes | UK |  |  | NPS/002/011 | 2018-11-28
Underground | Cable Cleats | Cable Cleats | N/A | Cleat: Single Fixing Trefoil Cable Cleat for 50 - 55mm Dia. Single Core Cables | 291617 | Ellis Patents | No | UK |  |  | NPS/002/011 | 2018-11-28
Underground | Cable Cleats | Cable Cleats | N/A | Cleat: Single Fixing Trefoil Cable Cleat for 50 - 55mm Dia. Single Core Cables | 291617 | Cable Services | Yes | UK |  |  | NPS/002/011 | 2018-11-28
Underground | Cable Cleats | Cable Cleats | N/A | Cleat: Single Way Heavy Duty Radiused Pole Cleat: 61.6mm Cable | 291625 | Ellis Patents | Yes | UK |  |  | NPS/002/011 | 2018-11-28
Underground | Cable Cleats | Cable Cleats | N/A | Cleat: Single Bolt Fixing Trefoil Cable Cleat: For 60 - 66mm Dia. Single Core Cables | 291633 | Ellis Patents | No | UK |  |  | NPS/002/011 | 2018-11-28
Underground | Cable Cleats | Cable Cleats | N/A | Cleat: Single Bolt Fixing Trefoil Cable Cleat: For 60 - 66mm Dia. Single Core Cables | 291633 | Cable Services | Yes | UK |  |  | NPS/002/011 | 2018-11-28
Underground | Cable Cleats | Cable Cleats | N/A | Cleat: 2-Way Heavy Duty Radiused Pole Cleat: For 14.2mm Dia. Services Cables | 291641 | Ellis Patents | Yes | UK |  |  | NPS/002/011 | 2018-11-28
Underground | Cable Cleats | Cable Cleats | N/A | Cleat: Single Bolt Fixing Trefoil Cable Cleat: for 45 - 50mm Single Core Cables | 291674 | Ellis Patents | No | UK |  |  | NPS/002/011 | 2018-11-28
Underground | Cable Cleats | Cable Cleats | N/A | Cleat: Single Bolt Fixing Trefoil Cable Cleat: for 45 - 50mm Single Core Cables | 291674 | Cable Services | Yes | UK |  |  | NPS/002/011 | 2018-11-28
Underground | Cable Cleats | Cable Cleats | N/A | Cleat: Single Way Heavy Duty Radiused Pole Cleat: 44.6mm Cable | 291765 | Ellis Patents | Yes | UK |  |  | NPS/002/011 | 2018-11-28
Underground | Cable Cleats | Cable Cleats | N/A | Cleat: Self Locking Earth Strip Cleat: for Earth Strip 40mm x 6mm. | 291773 | Ellis Patents | Yes | UK |  |  | NPS/002/011 | 2018-11-28
Underground | Cable Cleats | Cable Cleats | N/A | Cleat: 1-Way Single Fixing: Flame Retardant Cable Cleat: 9.0mm Dia. Cables | 291781 | Ellis Patents | Yes | UK |  |  | NPS/002/011 | 2018-11-28
Underground | Cable Cleats | Cable Cleats | N/A | Cleat: Single Way Heavy Duty Radiused Pole Cleat: 31.2mm Cables | 291799 | Ellis Patents | Yes | UK |  |  | NPS/002/011 | 2018-11-28
Underground | Cable Cleats | Cable Cleats | N/A | Cleat: Single Way Heavy Duty Radiused Pole Cleat: for 35.9mm Cables | 291807 | Ellis Patents | Yes | UK |  |  | NPS/002/011 | 2018-11-28
Underground | Cable Cleats | Cable Cleats | N/A | Cleat: Single Way Heavy Duty Pole Cleat: 53.5mm cables | 291815 | Ellis Patents | Yes | UK |  |  | NPS/002/011 | 2018-11-28
Underground | Cable Cleats | Cable Cleats | N/A | Cleat: 2-Way Single Fixing Cable Cleat: for 6.35 - 12mm Dia. Cables | 291856 | Ellis Patents | Yes | UK |  |  | NPS/002/011 | 2018-11-28
Underground | Cable Cleats | Cable Cleats | N/A | Cleat: 3-Way Heavy Duty Radiused Pole Cleat: For 21.7mm Dia. Service Cables | 291880 | Ellis Patents | Yes | UK |  |  | NPS/002/011 | 2018-11-28
Underground | Cable Cleats | Cable Cleats | N/A | Clamp: Single Fixing Heavy Duty Cable Clamp for 57- 64mm Dia. Single Core Cables | 291898 | Ellis Patents | No | UK |  |  | NPS/002/011 | 2018-11-28
Underground | Cable Cleats | Cable Cleats | N/A | Clamp: Single Fixing Heavy Duty Cable Clamp for 57- 64mm Dia. Single Core Cables | 291898 | Cable Services | Yes | UK |  |  | NPS/002/011 | 2018-11-28
Underground | Cable Cleats | Cable Cleats | N/A | Cleat: Single Way Snap-on Saddle Cleat: for 34mm Dia. Cables | 291948 | Ellis Patents | Yes | UK |  |  | NPS/002/011 | 2018-11-28
Underground | Cable Cleats | Cable Cleats | N/A | Cleat: Single Way Snap-on Saddle Cleat: for 60.5mm Dia. Cables | 291955 | Ellis Patents | Yes | UK |  |  | NPS/002/011 | 2018-11-28
Underground | Cable Cleats | Cable Cleats | N/A | Cleat: Single Way Snap-on Saddle Cleat: for 42.6mm Dia. Cables | 291989 | Ellis Patents | Yes | UK |  |  | NPS/002/011 | 2018-11-28
Underground | Cable Cleats | Cable Cleats | N/A | Cleat: Single Way Snap on Saddle Cleat: for 25.4mm Dia. Cables | 291997 | Ellis Patents | Yes | UK |  |  | NPS/002/011 | 2018-11-28
Underground | Cable Cleats | Cable Cleats | N/A | Washer: Black Nylon: 14mm X 2mm (Thick) 5mm Dia. Hole | 374577 | Ellis Patents | Yes | UK |  |  | NPS/002/011 | 2018-11-28
Underground | Cable Cleats | Cable Cleats | N/A | Washer: Black Nylon: 14mm X 6mm (Thick) 5mm Dia. Hole. | 374581 | Ellis Patents | Yes | UK |  |  | NPS/002/011 | 2018-11-28
Underground | Cable Cleats | Cable Cleats | N/A | Cable Cleat, Aluminium Alloy 2 x M10 Bolt fixing For Cable Range 57mm - 64mm | 240122 | Ellis Patents | No | UK |  |  | NPS/002/011 | 2018-11-28
Underground | Cable Cleats | Cable Cleats | N/A | Cable Cleat, Aluminium Alloy 2 x M10 Bolt fixing For Cable Range 57mm - 64mm | 240122 | Jointing Technology | Yes | UK |  |  | NPS/002/011 | 2018-11-28
Underground | Cable Cleats | Cable Cleats | N/A | Cable Cleat, Aluminium Alloy 2 x M10 Bolt fixing For Cable Range 57mm - 64mm | 240122 | Cable Services | Yes | UK |  |  | NPS/002/011 | 2018-11-28
Overhead | Safety Signs & Notices | Outdoor Signs | N/A | Outdoor Signs Where a Minimum 10 Year UV Stability is Required | Various | Centriforce | Yes | UK | various |  | NPS/001/011 | 2018-11-28
Overhead | Safety Signs & Notices | Outdoor Signs | N/A | Outdoor Signs Where a Minimum 10 Year UV Stability is Required | Various | Freestyle Sign and Print Company | Yes | UK | various |  | NPS/001/011 | 2018-11-28
Overhead | Safety Signs & Notices | Outdoor Signs | N/A | Outdoor Signs Where a Minimum 10 Year UV Stability is Required | Various | Hisun Technology | Yes | Ireland | various |  | NPS/001/011 | 2018-11-28
Overhead | Safety Signs & Notices | Indoor Signs | N/A | Indoor Signs where UV Stability Less than 10 Years is Acceptable | Various | Centriforce | Yes | UK | various |  | NPS/001/011 | 2018-11-28
Overhead | Safety Signs & Notices | Indoor Signs | N/A | Indoor Signs where UV Stability Less than 10 Years is Acceptable | Various | Freestyle Sign and Print Company | Yes | UK | various |  | NPS/001/011 | 2018-11-28
Overhead | Safety Signs & Notices | Indoor Signs | N/A | Indoor Signs where UV Stability Less than 10 Years is Acceptable | Various | Hisun Technology | Yes | Ireland | various |  | NPS/001/011 | 2018-11-28
Overhead | Safety Signs & Notices | Indoor Signs | N/A | Indoor Signs where UV Stability Less than 10 Years is Acceptable | Various | Plastics W Graham | No | UK | various |  | NPS/001/011 | 2018-11-28
Overhead | Safety Signs & Notices | Pole Numbering System | N/A | Base Plate with Interchangeable Numbers (must be compatible with existing NPg system) | Various | Freestyle Sign and Print Company | Yes | UK | various |  | NPS/001/011 | 2018-11-28
Overhead | Tower Paint Systems | Tower Paint Systems | N/A | Alkyd 2 Coat - Primer | N/A | Axalta Coating Systems | Yes | Huthwaite, UK | SP01 - 5644 |  | NPS/001/021 | 2018-11-28
Overhead | Tower Paint Systems | Tower Paint Systems | N/A | Alkyd 2 Coat - Primer | N/A | Pronto Industrial Paints | No | Chesterfield, UK | 315 005 4200 |  | NPS/001/021 | 2018-11-28
Overhead | Tower Paint Systems | Tower Paint Systems | N/A | Alkyd 2 Coat - Top Coat | N/A | Axalta Coating Systems | Yes | Huthwaite, UK | SP36 - 4149 |  | NPS/001/021 | 2018-11-28
Overhead | Tower Paint Systems | Tower Paint Systems | N/A | Alkyd 2 Coat - Top Coat | N/A | Pronto Industrial Paints | No | Chesterfield, UK | 325 005 4250 |  | NPS/001/021 | 2018-11-28
Overhead | Tower Paint Systems | Tower Paint Systems | N/A | Alkyd Single Coat System | N/A | Axalta Coating Systems | Yes | Huthwaite, UK | YF030 | Restricted use when outage periods are reduced and condition is not poor | NPS/001/021 | 2018-11-28
Overhead | Tower Paint Systems | Tower Paint Systems | N/A | Water Based 2 Coat - Primer | N/A | Axalta Coating Systems | Yes | Huthwaite, UK | YW010 | For use near water courses | NPS/001/021 | 2018-11-28
Overhead | Tower Paint Systems | Tower Paint Systems | N/A | Water Based 2 Coat - Top Coat | N/A | Axalta Coating Systems | Yes | Huthwaite, UK | YW020 | For use near water courses | NPS/001/021 | 2018-11-28
Overhead | Tower Paint Systems | Tower Paint Systems | N/A | Concrete Muff Paint | N/A | Axalta Coating Systems | Yes | Huthwaite, UK | YF602 |  | NPS/001/021 | 2018-11-28
Overhead | Fixings & Fastenings |  |  | Brass Nut: 0-BA | 370985 | STC Fasteners, RCF Bolt and Nut Company, BB Price, FIX247 Ltd | Yes | UK |  |  | NPS/001/010 | 2018-11-28
Overhead | Fixings & Fastenings |  |  | Brass Nut: 2-BA | 371013 | STC Fasteners, RCF Bolt and Nut Company, BB Price, FIX247 Ltd | Yes | UK |  |  | NPS/001/010 | 2018-11-28
Overhead | Fixings & Fastenings |  |  | Brass Nut: 4-BA | 371032 | STC Fasteners, RCF Bolt and Nut Company, BB Price, FIX247 Ltd | Yes | UK |  |  | NPS/001/010 | 2018-11-28
Overhead | Fixings & Fastenings |  |  | Screw Nail: 50mm | 371738 | STC Fasteners, RCF Bolt and Nut Company, BB Price, FIX247 Ltd | Yes | UK |  |  | NPS/001/010 | 2018-11-28
Overhead | Fixings & Fastenings |  |  | Coachscrew: M10 X 50 | 297754 | STC Fasteners, RCF Bolt and Nut Company, BB Price, FIX247 Ltd | Yes | UK |  |  | NPS/001/010 | 2018-11-28
Overhead | Fixings & Fastenings |  |  | Coachscrew: M12 X 75 | 297770 | STC Fasteners, RCF Bolt and Nut Company, BB Price, FIX247 Ltd | Yes | UK |  |  | NPS/001/010 | 2018-11-28
Overhead | Fixings & Fastenings |  |  | Coachscrew: M10 X 75 | 297986 | STC Fasteners, RCF Bolt and Nut Company, BB Price, FIX247 Ltd | Yes | UK |  |  | NPS/001/010 | 2018-11-28
Overhead | Fixings & Fastenings |  |  | Coachscrew: M12 x 110 | 372919 | STC Fasteners, RCF Bolt and Nut Company, BB Price, FIX247 Ltd | Yes | UK |  |  | NPS/001/010 | 2018-11-28
Overhead | Fixings & Fastenings |  |  | Coachscrew: M10 X 120 | 297812 | STC Fasteners, RCF Bolt and Nut Company, BB Price, FIX247 Ltd | Yes | UK |  |  | NPS/001/010 | 2018-11-28
Overhead | Fixings & Fastenings |  |  | Coachscrew: M10 X 90 | 297762 | STC Fasteners, RCF Bolt and Nut Company, BB Price, FIX247 Ltd | Yes | UK |  |  | NPS/001/010 | 2018-11-28
Overhead | Fixings & Fastenings |  |  | Coachscrew: M6 X 50 | 297721 | STC Fasteners, RCF Bolt and Nut Company, BB Price, FIX247 Ltd | Yes | UK |  |  | NPS/001/010 | 2018-11-28
Overhead | Fixings & Fastenings |  |  | Beleville Washer: M10 | 351912 | STC Fasteners, RCF Bolt and Nut Company, BB Price, FIX247 Ltd | Yes | UK |  |  | NPS/001/010 | 2018-11-28
Overhead | Fixings & Fastenings |  |  | Electroplated Full Nut: M10 | 369507 | STC Fasteners, RCF Bolt and Nut Company, BB Price, FIX247 Ltd | Yes | UK |  |  | NPS/001/010 | 2018-11-28
Overhead | Fixings & Fastenings |  |  | Electroplated Spring Washer: M10 | 369615 | STC Fasteners, RCF Bolt and Nut Company, BB Price, FIX247 Ltd | Yes | UK |  |  | NPS/001/010 | 2018-11-28
Overhead | Fixings & Fastenings |  |  | Electroplated Washer: M10 | 369668 | STC Fasteners, RCF Bolt and Nut Company, BB Price, FIX247 Ltd | Yes | UK |  |  | NPS/001/010 | 2018-11-28
Overhead | Fixings & Fastenings |  |  | Galvanised Bolt: M10 X 25 | 379195 | STC Fasteners, RCF Bolt and Nut Company, BB Price, FIX247 Ltd | Yes | UK |  |  | NPS/001/010 | 2018-11-28
Overhead | Fixings & Fastenings |  |  | Screw Set: M10 X 25 | 425827 | STC Fasteners, RCF Bolt and Nut Company, BB Price, FIX247 Ltd | Yes | UK |  |  | NPS/001/010 | 2018-11-28
Overhead | Fixings & Fastenings |  |  | Screw Set: M10 X 40 | 425835 | STC Fasteners, RCF Bolt and Nut Company, BB Price, FIX247 Ltd | Yes | UK |  |  | NPS/001/010 | 2018-11-28
Overhead | Fixings & Fastenings |  |  | Screw Set M10 X 50 | 425843 | STC Fasteners, RCF Bolt and Nut Company, BB Price, FIX247 Ltd | Yes | UK |  |  | NPS/001/010 | 2018-11-28
Overhead | Fixings & Fastenings |  |  | Screw Set: M10 X 60 (HRH) | 379227 | STC Fasteners, RCF Bolt and Nut Company, BB Price, FIX247 Ltd | Yes | UK |  |  | NPS/001/010 | 2018-11-28
Overhead | Fixings & Fastenings |  |  | Screw Set: M10 X 70 | 425850 | STC Fasteners, RCF Bolt and Nut Company, BB Price, FIX247 Ltd | Yes | UK |  |  | NPS/001/010 | 2018-11-28
Overhead | Fixings & Fastenings |  |  | Galvanised Bolt: M10 X 130mm | 218115 | STC Fasteners, RCF Bolt and Nut Company, BB Price, FIX247 Ltd | Yes | UK |  |  | NPS/001/010 | 2018-11-28
Overhead | Fixings & Fastenings |  |  | Beleville Washer: M12 | 350799 | STC Fasteners, RCF Bolt and Nut Company, BB Price, FIX247 Ltd | Yes | UK |  |  | NPS/001/010 | 2018-11-28
Overhead | Fixings & Fastenings |  |  | Electroplated Full Nut: M12 | 369598 | STC Fasteners, RCF Bolt and Nut Company, BB Price, FIX247 Ltd | Yes | UK |  |  | NPS/001/010 | 2018-11-28
Overhead | Fixings & Fastenings |  |  | Electroplated Spring Washer: M12 | 369634 | STC Fasteners, RCF Bolt and Nut Company, BB Price, FIX247 Ltd | Yes | UK |  |  | NPS/001/010 | 2018-11-28
Overhead | Fixings & Fastenings |  |  | Electroplated Washer: M12 | 369672 | STC Fasteners, RCF Bolt and Nut Company, BB Price, FIX247 Ltd | Yes | UK |  |  | NPS/001/010 | 2018-11-28
Overhead | Fixings & Fastenings |  |  | Galvanised Washer: M12 | 375601 | STC Fasteners, RCF Bolt and Nut Company, BB Price, FIX247 Ltd | Yes | UK |  |  | NPS/001/010 | 2018-11-28
Overhead | Fixings & Fastenings |  |  | Hilti Bolt: M12 X 100 | 371210 | STC Fasteners, RCF Bolt and Nut Company, BB Price, FIX247 Ltd | Yes | UK |  |  | NPS/001/010 | 2018-11-28
Overhead | Fixings & Fastenings |  |  | Screw Set: M12 X 25 | 425868 | STC Fasteners, RCF Bolt and Nut Company, BB Price, FIX247 Ltd | Yes | UK |  |  | NPS/001/010 | 2018-11-28
Overhead | Fixings & Fastenings |  |  | Galvanised Bolt: M12 X 25 | 218131 | STC Fasteners, RCF Bolt and Nut Company, BB Price, FIX247 Ltd | Yes | UK |  |  | NPS/001/010 | 2018-11-28
Overhead | Fixings & Fastenings |  |  | Brass Earthing Bolt: M12 X 25 | 374929 | STC Fasteners, RCF Bolt and Nut Company, BB Price, FIX247 Ltd | Yes | UK |  |  | NPS/001/010 | 2018-11-28
Overhead | Fixings & Fastenings |  |  | Screw Set: M12 X 40 | 425876 | STC Fasteners, RCF Bolt and Nut Company, BB Price, FIX247 Ltd | Yes | UK |  |  | NPS/001/010 | 2018-11-28
Overhead | Fixings & Fastenings |  |  | Galvanised Bolt: M12 X 40 | 378421 | STC Fasteners, RCF Bolt and Nut Company, BB Price, FIX247 Ltd | Yes | UK |  |  | NPS/001/010 | 2018-11-28
Overhead | Fixings & Fastenings |  |  | Galvanised Earth Bolt: M12 X 40 | 370491 | STC Fasteners, RCF Bolt and Nut Company, BB Price, FIX247 Ltd | Yes | UK |  |  | NPS/001/010 | 2018-11-28
Overhead | Fixings & Fastenings |  |  | Electroplated Full Nut: M12 | 369598 | STC Fasteners, RCF Bolt and Nut Company, BB Price, FIX247 Ltd | Yes | UK |  |  | NPS/001/010 | 2018-11-28
Overhead | Fixings & Fastenings |  |  | Galvanised Bolt: M12 X 50 | 378436 | STC Fasteners, RCF Bolt and Nut Company, BB Price, FIX247 Ltd | Yes | UK |  |  | NPS/001/010 | 2018-11-28
Overhead | Fixings & Fastenings |  |  | Screw Set: M12 X 50 | 425884 | STC Fasteners, RCF Bolt and Nut Company, BB Price, FIX247 Ltd | Yes | UK |  |  | NPS/001/010 | 2018-11-28
Overhead | Fixings & Fastenings |  |  | Galvanised Earth Bolt: M12 X 55 | 370487 | STC Fasteners, RCF Bolt and Nut Company, BB Price, FIX247 Ltd | Yes | UK |  |  | NPS/001/010 | 2018-11-28
Overhead | Fixings & Fastenings |  |  | Galvanised Bolt: M12 X 75 | 378440 | STC Fasteners, RCF Bolt and Nut Company, BB Price, FIX247 Ltd | Yes | UK |  |  | NPS/001/010 | 2018-11-28
Overhead | Fixings & Fastenings |  |  | Galvanised Screw Set: M12 X 60 | 379212 | STC Fasteners, RCF Bolt and Nut Company, BB Price, FIX247 Ltd | Yes | UK |  |  | NPS/001/010 | 2018-11-28
Overhead | Fixings & Fastenings |  |  | Galvanised Bolt: M12 X 100 | 378474 | STC Fasteners, RCF Bolt and Nut Company, BB Price, FIX247 Ltd | Yes | UK |  |  | NPS/001/010 | 2018-11-28
Overhead | Fixings & Fastenings |  |  | Belville Washer: M16 | 353301 | STC Fasteners, RCF Bolt and Nut Company, BB Price, FIX247 Ltd | Yes | UK |  |  | NPS/001/010 | 2018-11-28
Overhead | Fixings & Fastenings |  |  | Electroplated Full Nut: M16 | 369691 | STC Fasteners, RCF Bolt and Nut Company, BB Price, FIX247 Ltd | Yes | UK |  |  | NPS/001/010 | 2018-11-28
Overhead | Fixings & Fastenings |  |  | Galvanised Nut: M16 NUT | 378900 | STC Fasteners, RCF Bolt and Nut Company, BB Price, FIX247 Ltd | Yes | UK |  |  | NPS/001/010 | 2018-11-28
Overhead | Fixings & Fastenings |  |  | Galvanised TAPERED Washer: M16 | 379852 | STC Fasteners, RCF Bolt and Nut Company, BB Price, FIX247 Ltd | Yes | UK |  |  | NPS/001/010 | 2018-11-28
Overhead | Fixings & Fastenings |  |  | Electroplated Washer: M16 | 369494 | STC Fasteners, RCF Bolt and Nut Company, BB Price, FIX247 Ltd | Yes | UK |  |  | NPS/001/010 | 2018-11-28
Overhead | Fixings & Fastenings |  |  | Galvanised Washer: M16 | 378987 | STC Fasteners, RCF Bolt and Nut Company, BB Price, FIX247 Ltd | Yes | UK |  |  | NPS/001/010 | 2018-11-28
Overhead | Fixings & Fastenings |  |  | Washer Waxed Felt: M16 | 374702 | STC Fasteners, RCF Bolt and Nut Company, BB Price, FIX247 Ltd | Yes | UK |  |  | NPS/001/010 | 2018-11-28
Overhead | Fixings & Fastenings |  |  | Galvanised Bolt: M16 X 130 | 378582 | STC Fasteners, RCF Bolt and Nut Company, BB Price, FIX247 Ltd | Yes | UK |  |  | NPS/001/010 | 2018-11-28
Overhead | Fixings & Fastenings |  |  | Galvanised Bolt: M16 X 220 | 378629 | STC Fasteners, RCF Bolt and Nut Company, BB Price, FIX247 Ltd | Yes | UK |  |  | NPS/001/010 | 2018-11-28
Overhead | Fixings & Fastenings |  |  | Galvanised Bolt: M16 X 260 | 378633 | STC Fasteners, RCF Bolt and Nut Company, BB Price, FIX247 Ltd | Yes | UK |  |  | NPS/001/010 | 2018-11-28
Overhead | Fixings & Fastenings |  |  | Electroplated Screw Set: M16 X 30 | 369704 | STC Fasteners, RCF Bolt and Nut Company, BB Price, FIX247 Ltd | Yes | UK |  |  | NPS/001/010 | 2018-11-28
Overhead | Fixings & Fastenings |  |  | Galvanised Bolt: M16 X 300 | 378652 | STC Fasteners, RCF Bolt and Nut Company, BB Price, FIX247 Ltd | Yes | UK |  |  | NPS/001/010 | 2018-11-28
Overhead | Fixings & Fastenings |  |  | Galvanised Bolt: M16 X 50 | 378544 | STC Fasteners, RCF Bolt and Nut Company, BB Price, FIX247 Ltd | Yes | UK |  |  | NPS/001/010 | 2018-11-28
Overhead | Fixings & Fastenings |  |  | Galvanised Bolt: M16 X 400 | 378671 | STC Fasteners, RCF Bolt and Nut Company, BB Price, FIX247 Ltd | Yes | UK |  |  | NPS/001/010 | 2018-11-28
Overhead | Fixings & Fastenings |  |  | Electroplated Screw Set: M16 X 50 | 369530 | STC Fasteners, RCF Bolt and Nut Company, BB Price, FIX247 Ltd | Yes | UK |  |  | NPS/001/010 | 2018-11-28
Overhead | Fixings & Fastenings |  |  | Galvanised Bolt: M16 X 70 | 218438 | STC Fasteners, RCF Bolt and Nut Company, BB Price, FIX247 Ltd | Yes | UK |  |  | NPS/001/010 | 2018-11-28
Overhead | Fixings & Fastenings |  |  | Belville Washer: M20 | 351715 | STC Fasteners, RCF Bolt and Nut Company, BB Price, FIX247 Ltd | Yes | UK |  |  | NPS/001/010 | 2018-11-28
Overhead | Fixings & Fastenings |  |  | Galvanised Nut: M20 | 378915 | STC Fasteners, RCF Bolt and Nut Company, BB Price, FIX247 Ltd | Yes | UK |  |  | NPS/001/010 | 2018-11-28
Overhead | Fixings & Fastenings |  |  | Galvanised Washer: M20 | 375616 | STC Fasteners, RCF Bolt and Nut Company, BB Price, FIX247 Ltd | Yes | UK |  |  | NPS/001/010 | 2018-11-28
Overhead | Fixings & Fastenings |  |  | Galvanised TAPERED Washer: M20 | 374488 | STC Fasteners, RCF Bolt and Nut Company, BB Price, FIX247 Ltd | Yes | UK |  |  | NPS/001/010 | 2018-11-28
Overhead | Fixings & Fastenings |  |  | Galvanised Bolt: M20 x 100 | 376125 | STC Fasteners, RCF Bolt and Nut Company, BB Price, FIX247 Ltd | Yes | UK |  |  | NPS/001/010 | 2018-11-28
Overhead | Fixings & Fastenings |  |  | Galvanised Bolt: M20 X 100 | 378830 | STC Fasteners, RCF Bolt and Nut Company, BB Price, FIX247 Ltd | Yes | UK |  |  | NPS/001/010 | 2018-11-28
Overhead | Fixings & Fastenings |  |  | Eye Bolt: M20 X 100 | 368082 | STC Fasteners, RCF Bolt and Nut Company, BB Price, FIX247 Ltd | Yes | UK |  |  | NPS/001/010 | 2018-11-28
Overhead | Fixings & Fastenings |  |  | Galvanised Bolt: M20 X 140 | 378101 | STC Fasteners, RCF Bolt and Nut Company, BB Price, FIX247 Ltd | Yes | UK |  |  | NPS/001/010 | 2018-11-28
Overhead | Fixings & Fastenings |  |  | Galvanised Bolt: M20 X 220 | 378756 | STC Fasteners, RCF Bolt and Nut Company, BB Price, FIX247 Ltd | Yes | UK |  |  | NPS/001/010 | 2018-11-28
Overhead | Fixings & Fastenings |  |  | Galvanised Bolt: M20 X 300 | 378794 | STC Fasteners, RCF Bolt and Nut Company, BB Price, FIX247 Ltd | Yes | UK |  |  | NPS/001/010 | 2018-11-28
Overhead | Fixings & Fastenings |  |  | Galvanised Tie Rod: M20 X 330 | 375828 | STC Fasteners, RCF Bolt and Nut Company, BB Price, FIX247 Ltd | Yes | UK |  |  | NPS/001/010 | 2018-11-28
Overhead | Fixings & Fastenings |  |  | Galvanised Bolt: M20 X 400 | 372904 | STC Fasteners, RCF Bolt and Nut Company, BB Price, FIX247 Ltd | Yes | UK |  |  | NPS/001/010 | 2018-11-28
Overhead | Fixings & Fastenings |  |  | Galvanised Bolt: M20 X 60 | 378703 | STC Fasteners, RCF Bolt and Nut Company, BB Price, FIX247 Ltd | Yes | UK |  |  | NPS/001/010 | 2018-11-28
Overhead | Fixings & Fastenings |  |  | Galvanised Tie Rod: M20 X 450 | 375832 | STC Fasteners, RCF Bolt and Nut Company, BB Price, FIX247 Ltd | Yes | UK |  |  | NPS/001/010 | 2018-11-28
Overhead | Fixings & Fastenings |  |  | Galvanised Bolt: M20 X 530 | 372815 | STC Fasteners, RCF Bolt and Nut Company, BB Price, FIX247 Ltd | Yes | UK |  |  | NPS/001/010 | 2018-11-28
Overhead | Fixings & Fastenings |  |  | Galvanised Tie Rod: M20 X 550 | 375902 | STC Fasteners, RCF Bolt and Nut Company, BB Price, FIX247 Ltd | Yes | UK |  |  | NPS/001/010 | 2018-11-28
Overhead | Fixings & Fastenings |  |  | Galvanised Earth Bolt: M20 X 60 | 370504 | STC Fasteners, RCF Bolt and Nut Company, BB Price, FIX247 Ltd | Yes | UK |  |  | NPS/001/010 | 2018-11-28
Overhead | Fixings & Fastenings |  |  | Galvanised Bolt: M20 X 600 | 372355 | STC Fasteners, RCF Bolt and Nut Company, BB Price, FIX247 Ltd | Yes | UK |  |  | NPS/001/010 | 2018-11-28
Overhead | Fixings & Fastenings |  |  | Galvanised Bolt: M20 X 70 | 373911 | STC Fasteners, RCF Bolt and Nut Company, BB Price, FIX247 Ltd | Yes | UK |  |  | NPS/001/010 | 2018-11-28
Overhead | Fixings & Fastenings |  |  | Galvanised Nut: M22 | 379405 | STC Fasteners, RCF Bolt and Nut Company, BB Price, FIX247 Ltd | Yes | UK |  |  | NPS/001/010 | 2018-11-28
Overhead | Fixings & Fastenings |  |  | Galvanised Washer: M22 | 379848 | STC Fasteners, RCF Bolt and Nut Company, BB Price, FIX247 Ltd | Yes | UK |  |  | NPS/001/010 | 2018-11-28
Overhead | Fixings & Fastenings |  |  | Galvanised Bolt: M22 X 70 | 372552 | STC Fasteners, RCF Bolt and Nut Company, BB Price, FIX247 Ltd | Yes | UK |  |  | NPS/001/010 | 2018-11-28
Overhead | Fixings & Fastenings |  |  | Galvanised Washer: M24 | 379000 | STC Fasteners, RCF Bolt and Nut Company, BB Price, FIX247 Ltd | Yes | UK |  |  | NPS/001/010 | 2018-11-28
Overhead | Fixings & Fastenings |  |  | Galvanised Bolt: M24 X 330 | 218982 | STC Fasteners, RCF Bolt and Nut Company, BB Price, FIX247 Ltd | Yes | UK |  |  | NPS/001/010 | 2018-11-28
Overhead | Fixings & Fastenings |  |  | Brass Screw: M5 X 16 | 360589 | STC Fasteners, RCF Bolt and Nut Company, BB Price, FIX247 Ltd | Yes | UK |  |  | NPS/001/010 | 2018-11-28
Overhead | Fixings & Fastenings |  |  | Screw: M5 X 20 | 427500 | STC Fasteners, RCF Bolt and Nut Company, BB Price, FIX247 Ltd | Yes | UK |  |  | NPS/001/010 | 2018-11-28
Overhead | Fixings & Fastenings |  |  | Anchor Screw: M5 X 37 | 367910 | STC Fasteners, RCF Bolt and Nut Company, BB Price, FIX247 Ltd | Yes | UK |  |  | NPS/001/010 | 2018-11-28
Overhead | Fixings & Fastenings |  |  | Electroplated Full Nut: M6 | 369441 | STC Fasteners, RCF Bolt and Nut Company, BB Price, FIX247 Ltd | Yes | UK |  |  | NPS/001/010 | 2018-11-28
Overhead | Fixings & Fastenings |  |  | Electroplated Spring Washer: M6 | 369422 | STC Fasteners, RCF Bolt and Nut Company, BB Price, FIX247 Ltd | Yes | UK |  |  | NPS/001/010 | 2018-11-28
Overhead | Fixings & Fastenings |  |  | Electroplated Washer: M6 | 369437 | STC Fasteners, RCF Bolt and Nut Company, BB Price, FIX247 Ltd | Yes | UK |  |  | NPS/001/010 | 2018-11-28
Overhead | Fixings & Fastenings |  |  | Nylon Nut: M6 | 371047 | STC Fasteners, RCF Bolt and Nut Company, BB Price, FIX247 Ltd | Yes | UK |  |  | NPS/001/010 | 2018-11-28
Overhead | Fixings & Fastenings |  |  | Roofing Bolt: M6 x 25mm | 370449 | STC Fasteners, RCF Bolt and Nut Company, BB Price, FIX247 Ltd | Yes | UK |  |  | NPS/001/010 | 2018-11-28
Overhead | Fixings & Fastenings |  |  | Roofing Bolt: M6 x 50mm | 370468 | STC Fasteners, RCF Bolt and Nut Company, BB Price, FIX247 Ltd | Yes | UK |  |  | NPS/001/010 | 2018-11-28
Overhead | Fixings & Fastenings |  |  | Electroplated Screw Set: M6 X 25 | 369579 | STC Fasteners, RCF Bolt and Nut Company, BB Price, FIX247 Ltd | Yes | UK |  |  | NPS/001/010 | 2018-11-28
Overhead | Fixings & Fastenings |  |  | Screw Set: M6 X 40 | 425777 | STC Fasteners, RCF Bolt and Nut Company, BB Price, FIX247 Ltd | Yes | UK |  |  | NPS/001/010 | 2018-11-28
Overhead | Fixings & Fastenings |  |  | Electroplated Screw Set: M6 X 50 | 369687 | STC Fasteners, RCF Bolt and Nut Company, BB Price, FIX247 Ltd | Yes | UK |  |  | NPS/001/010 | 2018-11-28
Overhead | Fixings & Fastenings |  |  | Bleville Washer: M8 | 352135 | STC Fasteners, RCF Bolt and Nut Company, BB Price, FIX247 Ltd | Yes | UK |  |  | NPS/001/010 | 2018-11-28
Overhead | Fixings & Fastenings |  |  | Electroplated Full Nut: M8 | 369456 | STC Fasteners, RCF Bolt and Nut Company, BB Price, FIX247 Ltd | Yes | UK |  |  | NPS/001/010 | 2018-11-28
Overhead | Fixings & Fastenings |  |  | Electroplated Spring Washer: M8 | 369475 | STC Fasteners, RCF Bolt and Nut Company, BB Price, FIX247 Ltd | Yes | UK |  |  | NPS/001/010 | 2018-11-28
Overhead | Fixings & Fastenings |  |  | Galvanised Full Nut: M8 | 371174 | STC Fasteners, RCF Bolt and Nut Company, BB Price, FIX247 Ltd | Yes | UK |  |  | NPS/001/010 | 2018-11-28
Overhead | Fixings & Fastenings |  |  | Steel Spring: M8 | 350500 | STC Fasteners, RCF Bolt and Nut Company, BB Price, FIX247 Ltd | Yes | UK |  |  | NPS/001/010 | 2018-11-28
Overhead | Fixings & Fastenings |  |  | Electroplated Washer: M8 | 369653 | STC Fasteners, RCF Bolt and Nut Company, BB Price, FIX247 Ltd | Yes | UK |  |  | NPS/001/010 | 2018-11-28
Overhead | Fixings & Fastenings |  |  | Screw Set: M8 X 25 | 425785 | STC Fasteners, RCF Bolt and Nut Company, BB Price, FIX247 Ltd | Yes | UK |  |  | NPS/001/010 | 2018-11-28
Overhead | Fixings & Fastenings |  |  | Screw Set: M8 X 30 | 425793 | STC Fasteners, RCF Bolt and Nut Company, BB Price, FIX247 Ltd | Yes | UK |  |  | NPS/001/010 | 2018-11-28
Overhead | Fixings & Fastenings |  |  | Screw Set: M8 X 40 | 425801 | STC Fasteners, RCF Bolt and Nut Company, BB Price, FIX247 Ltd | Yes | UK |  |  | NPS/001/010 | 2018-11-28
Overhead | Fixings & Fastenings |  |  | Screw Set: M8 X 50 | 425819 | STC Fasteners, RCF Bolt and Nut Company, BB Price, FIX247 Ltd | Yes | UK |  |  | NPS/001/010 | 2018-11-28
Overhead | Fixings & Fastenings |  |  | Nails Round: No 11 X 2'' | 371545 | STC Fasteners, RCF Bolt and Nut Company, BB Price, FIX247 Ltd | Yes | UK |  |  | NPS/001/010 | 2018-11-28
Overhead | Fixings & Fastenings |  |  | Nails Round: No 11 X 2 1/2'' | 371564 | STC Fasteners, RCF Bolt and Nut Company, BB Price, FIX247 Ltd | Yes | UK |  |  | NPS/001/010 | 2018-11-28
Overhead | Fixings & Fastenings |  |  | Nails Round: No 12 X 1 1/2'' | 371526 | STC Fasteners, RCF Bolt and Nut Company, BB Price, FIX247 Ltd | Yes | UK |  |  | NPS/001/010 | 2018-11-28
Overhead | Fixings & Fastenings |  |  | NAILS Round No 9 X 4'' | 371579 | STC Fasteners, RCF Bolt and Nut Company, BB Price, FIX247 Ltd | Yes | UK |  |  | NPS/001/010 | 2018-11-28
Overhead | Fixings & Fastenings |  |  | Oval Nails: 2'' | 371634 | STC Fasteners, RCF Bolt and Nut Company, BB Price, FIX247 Ltd | Yes | UK |  |  | NPS/001/010 | 2018-11-28
Overhead | Fixings & Fastenings |  |  | Oval Nails: 2 1/2'' | 371649 | STC Fasteners, RCF Bolt and Nut Company, BB Price, FIX247 Ltd | Yes | UK |  |  | NPS/001/010 | 2018-11-28
Overhead | Fixings & Fastenings |  |  | Oval Nails: 3'' | 371653 | STC Fasteners, RCF Bolt and Nut Company, BB Price, FIX247 Ltd | Yes | UK |  |  | NPS/001/010 | 2018-11-28
Overhead | Fixings & Fastenings |  |  | Rawlbolt: M10 x 95 | 371140 | STC Fasteners, RCF Bolt and Nut Company, BB Price, FIX247 Ltd | Yes | UK |  |  | NPS/001/010 | 2018-11-28
Overhead | Fixings & Fastenings |  |  | Rawlbolt: M10 x 15 | 254292 | STC Fasteners, RCF Bolt and Nut Company, BB Price, FIX247 Ltd | Yes | UK |  |  | NPS/001/010 | 2018-11-28
Overhead | Fixings & Fastenings |  |  | Rawlbolt: M10 x 30 | 254300 | STC Fasteners, RCF Bolt and Nut Company, BB Price, FIX247 Ltd | Yes | UK |  |  | NPS/001/010 | 2018-11-28
Overhead | Fixings & Fastenings |  |  | Rawlbolt: M12 x 135 | 371155 | STC Fasteners, RCF Bolt and Nut Company, BB Price, FIX247 Ltd | Yes | UK |  |  | NPS/001/010 | 2018-11-28
Overhead | Fixings & Fastenings |  |  | Rawlbolt: M8 x 25 | 254284 | STC Fasteners, RCF Bolt and Nut Company, BB Price, FIX247 Ltd | Yes | UK |  |  | NPS/001/010 | 2018-11-28
Overhead | Fixings & Fastenings |  |  | Rawlplug; Brown | 371969 | STC Fasteners, RCF Bolt and Nut Company, BB Price, FIX247 Ltd | Yes | UK |  |  | NPS/001/010 | 2018-11-28
Overhead | Fixings & Fastenings |  |  | Rawlplug: GREEN OR GREY | 371988 | STC Fasteners, RCF Bolt and Nut Company, BB Price, FIX247 Ltd | Yes | UK |  |  | NPS/001/010 | 2018-11-28
Overhead | Fixings & Fastenings |  |  | Rawlplug: Red | 371954 | STC Fasteners, RCF Bolt and Nut Company, BB Price, FIX247 Ltd | Yes | UK |  |  | NPS/001/010 | 2018-11-28
Overhead | Fixings & Fastenings |  |  | Rawlplug: Yellow | 425157 | STC Fasteners, RCF Bolt and Nut Company, BB Price, FIX247 Ltd | Yes | UK |  |  | NPS/001/010 | 2018-11-28
Overhead | Fixings & Fastenings |  |  | Roof Nails: 5.6mm | 378402 | STC Fasteners, RCF Bolt and Nut Company, BB Price, FIX247 Ltd | Yes | UK |  |  | NPS/001/010 | 2018-11-28
Overhead | Fixings & Fastenings |  |  | Brass Screw: 2BA x 1" | 373288 | STC Fasteners, RCF Bolt and Nut Company, BB Price, FIX247 Ltd | Yes | UK |  |  | NPS/001/010 | 2018-11-28
Overhead | Fixings & Fastenings |  |  | Brass Screw: 6BA x 1/2" | 376002 | STC Fasteners, RCF Bolt and Nut Company, BB Price, FIX247 Ltd | Yes | UK |  |  | NPS/001/010 | 2018-11-28
Overhead | Fixings & Fastenings |  |  | Galvanised Square Curved Washer | 368078 | STC Fasteners, RCF Bolt and Nut Company, BB Price, FIX247 Ltd | Yes | UK |  |  | NPS/001/010 | 2018-11-28
Overhead | Fixings & Fastenings |  |  | Galvanised Square Flat Washer | 368063 | STC Fasteners, RCF Bolt and Nut Company, BB Price, FIX247 Ltd | Yes | UK |  |  | NPS/001/010 | 2018-11-28
Overhead | Fixings & Fastenings |  |  | Wood Screw Brass: No 10 x 2'' | 426338 | STC Fasteners, RCF Bolt and Nut Company, BB Price, FIX247 Ltd | Yes | UK |  |  | NPS/001/010 | 2018-11-28
Overhead | Fixings & Fastenings |  |  | Wood Screw Countersunk Brass: No 12 x 2 1/2'' | 426155 | STC Fasteners, RCF Bolt and Nut Company, BB Price, FIX247 Ltd | Yes | UK |  |  | NPS/001/010 | 2018-11-28
Overhead | Fixings & Fastenings |  |  | Wood Screw Brass Roundhead No 12 x 2 1/2'' Roundhead | 426395 | STC Fasteners, RCF Bolt and Nut Company, BB Price, FIX247 Ltd | Yes | UK |  |  | NPS/001/010 | 2018-11-28
Overhead | Fixings & Fastenings |  |  | Wood Screw Brass: No 6 x 1" | 372497 | STC Fasteners, RCF Bolt and Nut Company, BB Price, FIX247 Ltd | Yes | UK |  |  | NPS/001/010 | 2018-11-28
Overhead | Fixings & Fastenings |  |  | Wood Screw Brass: No 8 x 1 1/2'' | 426288 | STC Fasteners, RCF Bolt and Nut Company, BB Price, FIX247 Ltd | Yes | UK |  |  | NPS/001/010 | 2018-11-28
Overhead | Fixings & Fastenings |  |  | Wood Screw Brass: No 8 x 1" | 375777 | STC Fasteners, RCF Bolt and Nut Company, BB Price, FIX247 Ltd | Yes | UK |  |  | NPS/001/010 | 2018-11-28
Overhead | Fixings & Fastenings |  |  | Wood Screw Brass: No 8 x 2'' | 426296 | STC Fasteners, RCF Bolt and Nut Company, BB Price, FIX247 Ltd | Yes | UK |  |  | NPS/001/010 | 2018-11-28
Overhead | Fixings & Fastenings |  |  | Wood Screw Brass: No 8 x 2 1/2'' | 426148 | STC Fasteners, RCF Bolt and Nut Company, BB Price, FIX247 Ltd | Yes | UK |  |  | NPS/001/010 | 2018-11-28
Overhead | Fixings & Fastenings |  |  | Wood Screw: No 10 x1 1/2'' | 372162 | STC Fasteners, RCF Bolt and Nut Company, BB Price, FIX247 Ltd | Yes | UK |  |  | NPS/001/010 | 2018-11-28
Overhead | Fixings & Fastenings |  |  | Wood Screw: No 10 x 1 1/4'' | 376958 | STC Fasteners, RCF Bolt and Nut Company, BB Price, FIX247 Ltd | Yes | UK |  |  | NPS/001/010 | 2018-11-28
Overhead | Fixings & Fastenings |  |  | Wood Screw: No 10 x 1" | 372158 | STC Fasteners, RCF Bolt and Nut Company, BB Price, FIX247 Ltd | Yes | UK |  |  | NPS/001/010 | 2018-11-28
Overhead | Fixings & Fastenings |  |  | Wood Screw No 10 x 2" | 372177 | STC Fasteners, RCF Bolt and Nut Company, BB Price, FIX247 Ltd | Yes | UK |  |  | NPS/001/010 | 2018-11-28
Overhead | Fixings & Fastenings |  |  | Wood Screw: No 10 x 2 1/2'' | 376962 | STC Fasteners, RCF Bolt and Nut Company, BB Price, FIX247 Ltd | Yes | UK |  |  | NPS/001/010 | 2018-11-28
Overhead | Fixings & Fastenings |  |  | Wood Screw: No 10 x 3" | 372181 | STC Fasteners, RCF Bolt and Nut Company, BB Price, FIX247 Ltd | Yes | UK |  |  | NPS/001/010 | 2018-11-28
Overhead | Fixings & Fastenings |  |  | Wood Screw: No 12 x1 1/2'' | 372209 | STC Fasteners, RCF Bolt and Nut Company, BB Price, FIX247 Ltd | Yes | UK |  |  | NPS/001/010 | 2018-11-28
Overhead | Fixings & Fastenings |  |  | Wood Screw: No 12 x 2 1/2'' | 372228 | STC Fasteners, RCF Bolt and Nut Company, BB Price, FIX247 Ltd | Yes | UK |  |  | NPS/001/010 | 2018-11-28
Overhead | Fixings & Fastenings |  |  | Wood Screw No 6 | 372001 | STC Fasteners, RCF Bolt and Nut Company, BB Price, FIX247 Ltd | Yes | UK |  |  | NPS/001/010 | 2018-11-28
Overhead | Fixings & Fastenings |  |  | Wood Screw: No 6 | 372016 | STC Fasteners, RCF Bolt and Nut Company, BB Price, FIX247 Ltd | Yes | UK |  |  | NPS/001/010 | 2018-11-28
Overhead | Fixings & Fastenings |  |  | Wood Screw: No 6 x 1 1/4'' | 372020 | STC Fasteners, RCF Bolt and Nut Company, BB Price, FIX247 Ltd | Yes | UK |  |  | NPS/001/010 | 2018-11-28
Overhead | Fixings & Fastenings |  |  | Wood Screw: No 6 x 2" | 372035 | STC Fasteners, RCF Bolt and Nut Company, BB Price, FIX247 Ltd | Yes | UK |  |  | NPS/001/010 | 2018-11-28
Overhead | Fixings & Fastenings |  |  | Wood Screw: No 8 x 1" | 372073 | STC Fasteners, RCF Bolt and Nut Company, BB Price, FIX247 Ltd | Yes | UK |  |  | NPS/001/010 | 2018-11-28
Overhead | Fixings & Fastenings |  |  | Wood Screw: No 8 x 1/1/2'' | 372092 | STC Fasteners, RCF Bolt and Nut Company, BB Price, FIX247 Ltd | Yes | UK |  |  | NPS/001/010 | 2018-11-28
Overhead | Fixings & Fastenings |  |  | Wood Screw: No 8 x 1 1/4'' | 372088 | STC Fasteners, RCF Bolt and Nut Company, BB Price, FIX247 Ltd | Yes | UK |  |  | NPS/001/010 | 2018-11-28
Overhead | Fixings & Fastenings |  |  | Wood Screw: No 8 x 1" | 372321 | STC Fasteners, RCF Bolt and Nut Company, BB Price, FIX247 Ltd | Yes | UK |  |  | NPS/001/010 | 2018-11-28
Overhead | Fixings & Fastenings |  |  | Wood Screw: No 8 x 2" | 372105 | STC Fasteners, RCF Bolt and Nut Company, BB Price, FIX247 Ltd | Yes | UK |  |  | NPS/001/010 | 2018-11-28
Overhead | Fixings & Fastenings |  |  | Wood Screw No 8 x 2 1/2" | 372124 | STC Fasteners, RCF Bolt and Nut Company, BB Price, FIX247 Ltd | Yes | UK |  |  | NPS/001/010 | 2018-11-28
Overhead | Fixings & Fastenings |  |  | Wood Screw: No 8 x 3/34'' | 372069 | STC Fasteners, RCF Bolt and Nut Company, BB Price, FIX247 Ltd | Yes | UK |  |  | NPS/001/010 | 2018-11-28
Overhead | Fixings & Fastenings |  |  | Staple Copper: No 8G x 1/2" | 374384 | STC Fasteners, RCF Bolt and Nut Company, BB Price, FIX247 Ltd | Yes | UK |  |  | NPS/001/010 | 2018-11-28
Overhead | Fixings & Fastenings |  |  | Staple Copper: No 8G x 1 1/2" | 374399 | STC Fasteners, RCF Bolt and Nut Company, BB Price, FIX247 Ltd | Yes | UK |  |  | NPS/001/010 | 2018-11-28
Overhead | Fixings & Fastenings |  |  | Staple Copper: No 14G x 1/2" | 374401 | STC Fasteners, RCF Bolt and Nut Company, BB Price, FIX247 Ltd | Yes | UK |  |  | NPS/001/010 | 2018-11-28
Overhead | Fixings & Fastenings |  |  | Staple Copper: No 12G x 1" | 374416 | STC Fasteners, RCF Bolt and Nut Company, BB Price, FIX247 Ltd | Yes | UK |  |  | NPS/001/010 | 2018-11-28
Overhead | Fixings & Fastenings |  |  | Staple Galvanised: 60 x 6 x 21mm | 299222 | STC Fasteners, RCF Bolt and Nut Company, BB Price, FIX247 Ltd | Yes | UK |  |  | NPS/001/010 | 2018-11-28
Overhead | Fixings & Fastenings |  |  | Staple Galvanised: No 3 x 2 3/4" | 374346 | STC Fasteners, RCF Bolt and Nut Company, BB Price, FIX247 Ltd | Yes | UK |  |  | NPS/001/010 | 2018-11-28
Overhead | Fixings & Fastenings |  |  | Staple Galvanised: No 9 x 1 1/4" | 375599 | STC Fasteners, RCF Bolt and Nut Company, BB Price, FIX247 Ltd | Yes | UK |  |  | NPS/001/010 | 2018-11-28
Overhead | Fixings & Fastenings |  |  | Stainless Steel Hose Clip: 1" x 3/4" OX | 291914 | STC Fasteners, RCF Bolt and Nut Company, BB Price, FIX247 Ltd | Yes | UK |  |  | NPS/001/010 | 2018-11-28
Overhead | Fixings & Fastenings |  |  | Galvanised Nut: M10 | 378883 | STC Fasteners, RCF Bolt and Nut Company, BB Price, FIX247 Ltd | Yes | UK |  |  | NPS/001/010 | 2018-11-28
Overhead | Expulsion Fuse Switches & Associated Products | Back Portion | 11/20kV | Fuse-Isolator Fixed Back Portion Only 20/11kV 8ka Poly With Chance Compatible Fitting | 245944 | Pfisterer | Yes | Petermaritzburg, South Africa | SIL 750 B18 |  | NPS/001/004 | 2018-11-28
Overhead | Expulsion Fuse Switches & Associated Products | Back Portion | 33kV | Fuse-Isolator Fixed Back Portion Only 33kV 8ka Poly With Chance Compatible Fitting | 245955 | Pfisterer | Yes | Petermaritzburg, South Africa | SIL 1130 C17 |  | NPS/001/004 | 2018-11-28
Overhead | Expulsion Fuse Switches & Associated Products | Fuse Carrier | 11/20kV | Drop out Expulsion Fuse isolator 8ka 11/20kV Fuse Carrier (Chance Type Fitting) | 246947 | Pfisterer | Yes | Petermaritzburg, South Africa | 146 200 008 |  | NPS/001/004 | 2018-11-28
Overhead | Expulsion Fuse Switches & Associated Products | Fuse Carrier | 33kV | Drop out Expulsion Fuse isolator 8ka 33kV Fuse Carrier (Chance Type Fitting) | 245956 | Pfisterer | Yes | Petermaritzburg, South Africa | 146 200 018 |  | NPS/001/004 | 2018-11-28
Overhead | Expulsion Fuse Switches & Associated Products | Solid link | 11/20kV | Drop out Expulsion Fuse isolator, Solid Link Only, 20/11kV, Linegear 2000 | 245164 | Pfisterer | Yes | Petermaritzburg, South Africa | 378 |  | NPS/001/004 | 2018-11-28
Overhead | Expulsion Fuse Switches & Associated Products | Shorting Link | N/A | Drop out Expulsion Fuse isolator Shorting Link: For Linegear 2000 11kV or 20kV Units. | 245131 | Pfisterer | Yes | Petermaritzburg, South Africa |  |  | NPS/001/004 | 2018-11-28
Overhead | Stay Wire |  | N/A | Galvanised Steel Stay Wire, Grade 1150, 7/4.00mm Strands, Supplied in 50m Coils | 231481 | Mosdorpher / CCL | No | Turkey |  |  | NPS/001/013 | 2018-11-28
Overhead | Stay Wire |  | N/A | Galvanised Steel Stay Wire, Grade 1150, 7/4.00mm Strands, Supplied in 50m Coils | 231481 | Allied Conductor | Yes | Hale, Germany |  |  | NPS/001/013 | 2018-11-28
Overhead | Stay Wire |  | N/A | Galvanised Steel Stay Wire, Grade 1150, 7/4.00mm Strands, Supplied in 50m Coils | 231481 | SwedWire | No | Sweden |  |  | NPS/001/013 | 2018-11-28
Overhead | Stay Wire |  | N/A | Galvanised Steel Stay Wire, Grade 1150, 7/4.00mm Strands, Supplied in 50m Coils | 231481 | Tyco Electronics | No | France |  |  | NPS/001/013 | 2018-11-28
Underground | HV Joints and Terminations | Resin Filled Joint | 11kV | Cable Joint: 11kV Trifurcating/Transition Straight Joint for 95mm² to 185mm² Cable - Resin Filled Including Connectors | 84244 | TE Connectivity | Yes | Germany | SMOE-62753 |  | NPS/002/015 | 2018-11-28
Underground | HV Joints and Terminations | Resin Filled Joint | 11kV | Cable Joint: 11kV Trifurcating/Transition Straight Joint for 95mm² to 185mm² Cable - Resin Filled Including Connectors | 84244 | Lovink | No | Holland | 9017 |  | NPS/002/015 | 2018-11-28
Underground | HV Joints and Terminations | Resin Filled Joint | 11kV | Cable Joint: 11kV Trifurcating/Transition Straight Joint for 95mm² to 185mm² Cable - Resin Filled Including Connectors | 84244 | Prysmian | No | UK | CGNBEJTTR185 NPG | Prior to these joints/terminations being accepted on the Northern Powergrid network a product trial build must be carried out by the NPg training engineers | NPS/002/015 | 2018-11-28
Underground | HV Joints and Terminations | Resin Filled Joint | 11kV | Cable Joint: 11kV Trifurcating/Transition Straight Joint for 185mm² to 300mm² Cable - Resin Filled Including Connectors | 84251 | TE Connectivity | Yes | Germany | SMOE-62754 |  | NPS/002/015 | 2018-11-28
Underground | HV Joints and Terminations | Resin Filled Joint | 11kV | Cable Joint: 11kV Trifurcating/Transition Straight Joint for 185mm² to 300mm² Cable - Resin Filled Including Connectors | 84251 | Lovink | No | Holland | 9018 |  | NPS/002/015 | 2018-11-28
Underground | HV Joints and Terminations | Resin Filled Joint | 11kV | Cable Joint: 11kV Trifurcating/Transition Straight Joint for 185mm² to 300mm² Cable - Resin Filled Including Connectors | 84251 | Prysmian | No | UK | CGNBEJTTR300 NPG | Prior to these joints/terminations being accepted on the Northern Powergrid network a product trial build must be carried out by the NPg training engineers | NPS/002/015 | 2018-11-28
Underground | HV Joints and Terminations | Resin Filled Joint | 11kV | Cable Joint: 11kV Branch Joint for 95mm² to 185mm² Cable - Resin Filled Including Connectors | 84053 | TE Connectivity | Yes | Germany | SMOE-62101-GB01 |  | NPS/002/015 | 2018-11-28
Underground | HV Joints and Terminations | Resin Filled Joint | 11kV | Cable Joint: 11kV Branch Joint for 95mm² to 185mm² Cable - Resin Filled Including Connectors | 84053 | Lovink | No | Holland | CGBUEJTTR185 NPG |  | NPS/002/015 | 2018-11-28
Underground | HV Joints and Terminations | Resin Filled Joint | 11kV | Cable Joint: 11kV Branch Joint for 185mm² to 300mm² Cable - Resin Filled Including Connectors | 84061 | TE Connectivity | Yes | Germany | SMOE-62102-GB01 |  | NPS/002/015 | 2018-11-28
Underground | HV Joints and Terminations | Resin Filled Joint | 11kV | Cable Joint: 11kV Branch Joint for 185mm² to 300mm² Cable - Resin Filled Including Connectors | 84061 | Lovink | No | Holland | CGBUEJTTR300 NPG |  | NPS/002/015 | 2018-11-28
Underground | HV Joints and Terminations | Resin Filled Joint | 11kV | Cable Joint: 11kV Trifurcating/Transition Branch Joint for 95mm² to 185mm² Cable - Resin Filled Including Connectors | 165576 | TE Connectivity | Yes | Germany | SMOE-62815 |  | NPS/002/015 | 2018-11-28
Underground | HV Joints and Terminations | Resin Filled Joint | 11kV | Cable Joint: 11kV Trifurcating/Transition Branch Joint for 95mm² to 185mm² Cable - Resin Filled Including Connectors | 165576 | Lovink | No | Holland | 9021 |  | NPS/002/015 | 2018-11-28
Underground | HV Joints and Terminations | Resin Filled Joint | 11kV | Cable Joint: 11kV Trifurcating/Transition Branch Joint for 95mm² to 185mm² Cable - Resin Filled Including Connectors | 165576 | Prysmian | No | UK | CGBUEJTTB185 NPG | Prior to these joints/terminations being accepted on the Northern Powergrid network a product trial build must be carried out by the NPg training engineers | NPS/002/015 | 2018-11-28
Underground | HV Joints and Terminations | Resin Filled Joint | 11kV | Cable Joint: 11kV Trifurcating/Transition Branch Joint for 185mm² to 300mm² Cable- Resin Filled Including Connectors | 165575 | TE Connectivity | Yes | Germany | SMOE-63361 |  | NPS/002/015 | 2018-11-28
Underground | HV Joints and Terminations | Resin Filled Joint | 11kV | Cable Joint: 11kV Trifurcating/Transition Branch Joint for 185mm² to 300mm² Cable- Resin Filled Including Connectors | 165575 | Lovink | No | Holland | 9022 |  | NPS/002/015 | 2018-11-28
Underground | HV Joints and Terminations | Resin Filled Joint | 11kV | Cable Joint: 11kV Trifurcating/Transition Branch Joint for 185mm² to 300mm² Cable- Resin Filled Including Connectors | 165575 | Prysmian | No | UK | CGBUEJTTB300 NPG | Prior to these joints/terminations being accepted on the Northern Powergrid network a product trial build must be carried out by the NPg training engineers | NPS/002/015 | 2018-11-28
Underground | HV Joints and Terminations | Resin Filled Joint | 11kV | Cable Joint: 11kV Loop Joint for 95mm² to 185mm² 3-Core PILC/Picas Cable - Resin Filled Including Connectors | 84012 | TE Connectivity | Yes | Germany | SMOE-62767 |  | NPS/002/015 | 2018-11-28
Underground | HV Joints and Terminations | Resin Filled Joint | 11kV | Cable Joint: 11kV Loop Joint for 95mm² to 185mm² 3-Core PILC/Picas Cable - Resin Filled Including Connectors | 84012 | Lovink | No | Holland | 9023 |  | NPS/002/015 | 2018-11-28
Underground | HV Joints and Terminations | Resin Filled Joint | 11kV | Cable Joint: 11kV Loop Joint for 95mm² to 185mm² 3-Core PILC/Picas Cable - Resin Filled Including Connectors | 84012 | Prysmian | No | UK | CGBUEJLRKB NPG | Prior to these joints/terminations being accepted on the Northern Powergrid network a product trial build must be carried out by the NPg training engineers | NPS/002/015 | 2018-11-28
Underground | HV Joints and Terminations | Resin Filled Joint | 11kV | Cable Joint: 11kV Loop Joint for 185mm² to 300mm² 3-Core PILC/Picas Cable - Resin Filled Including Connectors | 84020 | TE Connectivity | Yes | Germany | SMOE-62768 |  | NPS/002/015 | 2018-11-28
Underground | HV Joints and Terminations | Resin Filled Joint | 11kV | Cable Joint: 11kV Loop Joint for 185mm² to 300mm² 3-Core PILC/Picas Cable - Resin Filled Including Connectors | 84020 | Lovink | No | Holland | 9024 |  | NPS/002/015 | 2018-11-28
Underground | HV Joints and Terminations | Resin Filled Joint | 11kV | Cable Joint: 11kV Loop Joint for 185mm² to 300mm² 3-Core PILC/Picas Cable - Resin Filled Including Connectors | 84020 | Prysmian | No | UK | CGBUEJLRKB NPG | Prior to these joints/terminations being accepted on the Northern Powergrid network a product trial build must be carried out by the NPg training engineers | NPS/002/015 | 2018-11-28
Underground | HV Joints and Terminations | Resin Filled Joint | 11kV | Cable Joint: 11kV Straight Joint for 95mm² to 185mm² 3-Core PILC/Picas Cable - Resin Filled Including Connectors | 84376 | TE Connectivity | Yes | Germany | SMOE-62099-GB01 |  | NPS/002/015 | 2018-11-28
Underground | HV Joints and Terminations | Resin Filled Joint | 11kV | Cable Joint: 11kV Straight Joint for 95mm² to 185mm² 3-Core PILC/Picas Cable - Resin Filled Including Connectors | 84376 | Lovink | No | Holland | 9025 |  | NPS/002/015 | 2018-11-28
Underground | HV Joints and Terminations | Resin Filled Joint | 11kV | Cable Joint: 11kV Straight Joint for 95mm² to 185mm² 3-Core PILC/Picas Cable - Resin Filled Including Connectors | 84376 | Prysmian | No | UK | CGBUEJ3PK NPG | Prior to these joints/terminations being accepted on the Northern Powergrid network a product trial build must be carried out by the NPg training engineers | NPS/002/015 | 2018-11-28
Underground | HV Joints and Terminations | Resin Filled Joint | 11kV | Cable Joint: 11kV Straight Joint for 185mm² to 300mm² 3-Core PILC/Picas Cable - Resin Filled Including Connectors | 84384 | TE Connectivity | Yes | Germany | SMOE-62100-GB01 |  | NPS/002/015 | 2018-11-28
Underground | HV Joints and Terminations | Resin Filled Joint | 11kV | Cable Joint: 11kV Straight Joint for 185mm² to 300mm² 3-Core PILC/Picas Cable - Resin Filled Including Connectors | 84384 | Lovink | No | Holland | 9026 |  | NPS/002/015 | 2018-11-28
Underground | HV Joints and Terminations | Resin Filled Joint | 11kV | Cable Joint: 11kV Straight Joint for 185mm² to 300mm² 3-Core PILC/Picas Cable - Resin Filled Including Connectors | 84384 | Prysmian | No | UK | CGBUEJ3PK NPG | Prior to these joints/terminations being accepted on the Northern Powergrid network a product trial build must be carried out by the NPg training engineers | NPS/002/015 | 2018-11-28
Underground | HV Joints and Terminations | Resin Filled Joint | 11kV | Cable Joint: 11kV Stop End for 95mm² to 300mm² 3-Core PILC/Picas Cable - Resin Filled Including Connector | 84400 | TE Connectivity | Yes | Germany | SMOE-62103 |  | NPS/002/015 | 2018-11-28
Underground | HV Joints and Terminations | Resin Filled Joint | 11kV | Cable Joint: 11kV Stop End for 95mm² to 300mm² 3-Core PILC/Picas Cable - Resin Filled Including Connector | 84400 | Lovink | No | Holland | 9027 |  | NPS/002/015 | 2018-11-28
Underground | HV Joints and Terminations | Resin Filled Joint | 11kV | Cable Joint: 11kV Stop End for 95mm² to 300mm² 3-Core PILC/Picas Cable - Resin Filled Including Connector | 84400 | Prysmian | No | UK | CGBUEJSEK NPG | Prior to these joints/terminations being accepted on the Northern Powergrid network a product trial build must be carried out by the NPg training engineers | NPS/002/015 | 2018-11-28
Underground | HV Joints and Terminations | Resin Filled Joint | 20kV | Cable Joint: 20kV Straight Joint for 95mm² to 185mm² 3-Core PILC Cable - Resin Filled Not including Connectors | 164431 | TE Connectivity | Yes | Germany | SMOE-62195 |  | NPS/002/015 | 2018-11-28
Underground | HV Joints and Terminations | Resin Filled Joint | 20kV | Cable Joint: 20kV Straight Joint for 95mm² to 185mm² 3-Core PILC Cable - Resin Filled Not including Connectors | 164431 | Lovink | No | Holland | 9028 |  | NPS/002/015 | 2018-11-28
Underground | HV Joints and Terminations | Resin Filled Joint | 20kV | Cable Joint: 20kV Trifurcating/Transition Straight Joint for 95mm² to 185mm² Cable (3 Core PILCSWA Cable to 3 x Single Core Polymeric) - Resin Filled Including Connectors | 164732 | TE Connectivity | Yes | Germany | SMOE-62360 |  | NPS/002/015 | 2018-11-28
Underground | HV Joints and Terminations | Resin Filled Joint | 20kV | Cable Joint: 20kV Trifurcating/Transition Straight Joint for 95mm² to 185mm² Cable (3 Core PILCSWA Cable to 3 x Single Core Polymeric) - Resin Filled Including Connectors | 164732 | Lovink | No | Holland | 9029 |  | NPS/002/015 | 2018-11-28
Underground | HV Joints and Terminations | Resin Filled Joint | 20kV | Cable Joint: 20kV Stop End for 95mm² to 185mm² 3-Core PILC Cable - Resin Filled Including Connectors | 164427 | TE Connectivity | Yes | Germany | SMOE-62194 |  | NPS/002/015 | 2018-11-28
Underground | HV Joints and Terminations | Resin Filled Joint | 33kV | Cable Joint: 33kV Transitional/Trifurcating Straight Joint 1-Core Polymeric to 3-Core Paper 185mm² to 400mm² - Resin Filled Not Including Connectors | 84764 | TE Connectivity | Yes | Germany | SMOE-62332 |  | NPS/002/016 | 2018-11-28
Underground | HV Joints and Terminations | Resin Filled Joint | 33kV | Cable Joint: 33kV Transitional/Trifurcating Straight Joint 1-Core Polymeric to 3-Core Paper 185mm² to 400mm² - Resin Filled Not Including Connectors | 84764 | Prysmian | No | UK | CGBUEJTT33I NPG |  | NPS/002/016 | 2018-11-28
Underground | HV Joints and Terminations | Resin Filled Joint | 33kV | Cable Joint: 33kV Transition Straight Joint for Single Core 185mm² to 400mm² - Heatshrink Outer Not Including Connector | 84145 | TE Connectivity | Yes | Germany | EPKJ-36C/1XU-1HL |  | NPS/002/016 | 2018-11-28
Underground | HV Joints and Terminations | Resin Filled Joint | 33kV | Cable Joint: 33kV Transition Straight Joint for Single Core 185mm² to 400mm² - Heatshrink Outer Not Including Connector | 84145 | Prysmian | No | UK | CGBUEJSTU36 NPG |  | NPS/002/016 | 2018-11-28
Underground | HV Joints and Terminations | Terminations | 11kV | Termination Indoor: 11kV - 95mm² to 185mm² Solid Aluminium Single Core Polymeric - ColdShrink (Set of 3) - Including Phase and Earth Lugs | 163660 | TE Connectivity | Yes | TE Kunshan, China | CSTI-3122-GB03 | Termination bodies manufactured in TE China. Terminations kitted in TE Witham, UK | NPS/002/015 | 2020-03-12
Underground | HV Joints and Terminations | Terminations | 11kV | Termination Indoor: 11kV - 300mm² Solid Aluminium Single Core Polymeric - ColdShrink (Set of 3) - Including Phase and Earth Lugs | 163661 | TE Connectivity | Yes | TE Kunshan, China | CSTI-3132-GB04 | Termination bodies manufactured in TE China. Terminations kitted in TE Witham, UK | NPS/002/015 | 2020-03-12
Underground | HV Joints and Terminations | Terminations | 11kV | Termination Indoor: 11kV - 300mm² to 400mm² Stranded Copper Single Core Polymeric - ColdShrink (Set of 3) - Including Phase and Earth Lugs | 163662 | TE Connectivity | Yes | TE Kunshan, China | CSTI-3142-GB03 | Termination bodies manufactured in TE China. Terminations kitted in TE Witham, UK | NPS/002/015 | 2020-03-12
Underground | HV Joints and Terminations | Terminations | 11kV | Termination Indoor: 11kV - 500mm² to 630mm² Stranded Copper Single Core Polymeric - ColdShrink (Set of 3) - Including Phase and Earth Lugs | 163663 | TE Connectivity | Yes | TE Kunshan, China | CSTI-3152-GB01 | Termination bodies manufactured in TE China. Terminations kitted in TE Witham, UK | NPS/002/015 | 2020-03-12
Underground | HV Joints and Terminations | Terminations | 20kV | Termination Indoor: 20kV - 95mm² to 185mm² Solid Aluminium Single Core Polymeric - ColdShrink (Set of 3) - Including Phase and Earth Lugs | 362069 | TE Connectivity | Yes | TE Kunshan, China | CSTI-5122-GB01 | Termination bodies manufactured in TE China. Terminations kitted in TE Witham, UK | NPS/002/015 | 2020-03-12
Underground | HV Joints and Terminations | Terminations | 20kV | Termination Indoor: 20kV - 400mm² Stranded Copper Single Core Polymeric - ColdShrink (Set of 3) - Including Phase and Earth Lugs | 362070 | TE Connectivity | Yes | TE Kunshan, China | CSTI-5142-GB01 | Termination bodies manufactured in TE China. Terminations kitted in TE Witham, UK | NPS/002/015 | 2020-03-12
Underground | HV Joints and Terminations | Terminations | 33kV | Termination Indoor: 33kV - 240mm² Stranded Copper Single Core Polymeric - ColdShrink (Set of 1) - Including Phase and Earth Lug | 159880 | TE Connectivity | Yes | Germany | CSTI-6142-GB01 |  | NPS/002/016 | 2018-11-28
Underground | HV Joints and Terminations | Terminations | 33kV | Termination Indoor: 33kV - 240mm² Stranded Copper Single Core Polymeric - ColdShrink (Set of 1) - Including Phase and Earth Lug | 159880 | Prysmian | No | UK | CVGBUBJ140H3NPG | Prior to these joints/terminations being accepted on the Northern Powergrid network a product trial build must be carried out by the NPg training engineers | NPS/002/016 | 2018-11-28
Underground | HV Joints and Terminations | Terminations | 33kV | Termination Indoor: 33kV - 300mm² to 400mm² Stranded Copper Single Core Polymeric - ColdShrink (Set of 1) - Including Phase and Earth Lug | 159881 | TE Connectivity | Yes | Germany | CSTI-6142-GB02 |  | NPS/002/016 | 2018-11-28
Underground | HV Joints and Terminations | Terminations | 33kV | Termination Indoor: 33kV - 300mm² to 400mm² Stranded Copper Single Core Polymeric - ColdShrink (Set of 1) - Including Phase and Earth Lug | 159881 | Prysmian | No | UK | CVGBUBJ140H3NPG | Prior to these joints/terminations being accepted on the Northern Powergrid network a product trial build must be carried out by the NPg training engineers | NPS/002/016 | 2018-11-28
Underground | HV Joints and Terminations | Terminations | 33kV | Termination Indoor: 33kV - 500mm² to 630mm² Stranded Copper Single Core Polymeric - ColdShrink (Set of 1) - Including Phase and Earth Lug | 159882 | TE Connectivity | Yes | Germany | CSTI-6152-GB01 |  | NPS/002/016 | 2018-11-28
Underground | HV Joints and Terminations | Terminations | 33kV | Termination Indoor: 33kV - 500mm² to 630mm² Stranded Copper Single Core Polymeric - ColdShrink (Set of 1) - Including Phase and Earth Lug | 159882 | Prysmian | No | UK | CVGBUBJ140H6NPG | Prior to these joints/terminations being accepted on the Northern Powergrid network a product trial build must be carried out by the NPg training engineers | NPS/002/016 | 2018-11-28
Underground | HV Joints and Terminations | Terminations | 11kV | Termination Outdoor: 11kV - 95mm² to 185mm² Solid Aluminium Single Core Polymeric - ColdShrink (Set of 3) - Including Phase and Earth Lugs | 163664 | TE Connectivity | Yes | TE Kunshan, China | CSTO-3122-GB03 | Termination bodies manufactured in TE China. Terminations kitted in TE Witham, UK | NPS/002/015 | 2020-03-12
Underground | HV Joints and Terminations | Terminations | 11kV | Termination Outdoor: 11kV - 300mm² Solid Aluminium Single Core Polymeric - ColdShrink (Set of 3) - Including Phase and Earth Lugs | 163665 | TE Connectivity | Yes | TE Kunshan, China | CSTO-3132-GB03 | Termination bodies manufactured in TE China. Terminations kitted in TE Witham, UK | NPS/002/015 | 2020-03-12
Underground | HV Joints and Terminations | Terminations | 11kV | Termination Outdoor: 11kV - 300mm² to 400mm² Stranded Copper Single Core Polymeric - ColdShrink (Set of 3) - Including Phase and Earth Lugs | 163670 | TE Connectivity | Yes | TE Kunshan, China | CSTO-3142-GB03 | Termination bodies manufactured in TE China. Terminations kitted in TE Witham, UK | NPS/002/015 | 2020-03-12
Underground | HV Joints and Terminations | Terminations | 20kV | Termination Outdoor: 20kV - 95mm² to 185mm² Solid Aluminium Single Core Polymeric - ColdShrink (Set of 3) - Including Phase and Earth Lugs | 163666 | TE Connectivity | Yes | TE Kunshan, China | CSTO-5122-GB01 | Termination bodies manufactured in TE China. Terminations kitted in TE Witham, UK | NPS/002/015 | 2020-03-12
Underground | HV Joints and Terminations | Terminations | 20kV | Termination Outdoor: 20kV - 300mm² Stranded Copper Single Core Polymeric - ColdShrink (Set of 3) - Including Phase and Earth Lugs | 163667 | TE Connectivity | Yes | TE Kunshan, China | CSTO-5142-GB01 | Termination bodies manufactured in TE China. Terminations kitted in TE Witham, UK | NPS/002/015 | 2020-03-12
Underground | HV Joints and Terminations | Terminations | 33kV | Termination Outdoor: 33kV - 240mm² Stranded Copper Single Core Polymeric - ColdShrink (Set of 1) - Including Phase and Earth Lug | 159883 | TE Connectivity | Yes | Germany | CSTO-6142-GB01 |  | NPS/002/016 | 2018-11-28
Underground | HV Joints and Terminations | Terminations | 33kV | Termination Outdoor: 33kV - 240mm² Stranded Copper Single Core Polymeric - ColdShrink (Set of 1) - Including Phase and Earth Lug | 159883 | Prysmian | No | UK | CGBUEJ140E3NPG | Prior to these joints/terminations being accepted on the Northern Powergrid network a product trial build must be carried out by the NPg training engineers | NPS/002/016 | 2018-11-28
Underground | HV Joints and Terminations | Terminations | 33kV | Termination Outdoor: 33kV - 300mm² to 400mm² Stranded Copper Single Core Polymeric - ColdShrink (Set of 1) - Including Phase and Earth Lug | 159884 | TE Connectivity | Yes | Germany | CSTO-6142-GB02 |  | NPS/002/016 | 2018-11-28
Underground | HV Joints and Terminations | Terminations | 33kV | Termination Outdoor: 33kV - 300mm² to 400mm² Stranded Copper Single Core Polymeric - ColdShrink (Set of 1) - Including Phase and Earth Lug | 159884 | Prysmian | No | UK | CGBUEJ140E6NPG | Prior to these joints/terminations being accepted on the Northern Powergrid network a product trial build must be carried out by the NPg training engineers | NPS/002/016 | 2018-11-28
Underground | HV Joints and Terminations | Terminations | 33kV | Termination Outdoor: 33kV - 500mm² to 630mm² Stranded Copper Single Core Polymeric - ColdShrink (Set of 1) - Including Phase and Earth Lug | 159885 | TE Connectivity | Yes | Germany | CSTO-6152-GB01 |  | NPS/002/016 | 2018-11-28
Underground | HV Joints and Terminations | Terminations | 33kV | Termination Outdoor: 33kV - 500mm² to 630mm² Stranded Copper Single Core Polymeric - ColdShrink (Set of 1) - Including Phase and Earth Lug | 159885 | Prysmian | No | UK | CGBUEJ140E6NPG | Prior to these joints/terminations being accepted on the Northern Powergrid network a product trial build must be carried out by the NPg training engineers | NPS/002/016 | 2018-11-28
Underground | HV Joints and Terminations | Terminations | 11kV | Screened Separable Elbow: 11kV 95mm² Single Core Polymeric Cable - 250A Supplied with Mechanical Connectors and Suitable for C Profile Bushings (Set of 3) | 159948 | TE Connectivity | Yes | Germany | RSES-5251-GBx |  | NPS/002/015 | 2018-11-28
Underground | HV Joints and Terminations | Terminations | 11kV | Screened Separable Elbow: 11kV 95mm² Single Core Polymeric Cable - 250A Supplied with Mechanical Connectors and Suitable for C Profile Bushings (Set of 3) | 159948 | REPL | No | UK | RCWS 250A 24KV 16 - 95 | Prior to these joints/terminations being accepted on the Northern Powergrid network a product trial build must be carried out by the NPg training engineers | NPS/002/015 | 2018-11-28
Underground | Cable Terminations | Disconnectable Screened Separable Elbow(Outer Cone) | 11/20kV | Disconnectable Screened Separable Elbow 800A Single Core XLPE - 11kV 150mm² to 240mm² - 20kV 95mm² to 240mm 185mm2 Solid Aluminium Core | 159946 | TE Connectivity | Yes | Germany | RSTI-5854-GB01 | For Bushing Profile in accordance to EN 50181 “C” kit supplied as a kit of 3 terminations including Phase Mechanical Connectors and Earth/Screen lugs | NPS/002/015 | 2018-11-28
Underground | HV Joints and Terminations | Terminations | 11/20kV | Screened Separable Elbow: 11kV or 20kV (11kV 150mm² to 240mm² and 20kV 95mm² to 240mm²) - 800A Supplied with Mechanical Connectors and Suitable for C Profile Bushings (Set of 3) | 159946 | REPL | No | UK | RCTS 630A 24KV 95 - 150 | Prior to these joints/terminations being accepted on the Northern Powergrid network a product trial build must be carried out by the NPg training engineers | NPS/002/015 | 2018-11-28
Underground | HV Joints and Terminations | Terminations | 11/20kV | Terminating Kit: 11kV-95mm² to 300mm² & 20kV-95mm² to 185mm² Polymeric Cables within Re-enterable Filled Cable Boxes (Set of 3) -Including Phase and Earth Lugs | 160650 | TE Connectivity | Yes | Germany | SMOE-63632 |  | NPS/002/015 | 2018-11-28
Underground | HV Joints and Terminations | Terminations | 11/20kV | Cable Box Gland and Armour Termination Kit for 95mm² to 185mm² Cables, to Drawing No. 1.18.106.0038 | 170911 | TE Connectivity | Yes | Germany | EAKT-1606 |  | NPS/002/015 | 2018-11-28
Underground | HV Joints and Terminations | Terminations | 11/20kV | Termination Boot Kit: 11kV and 20kV 95mm² to 300mm² Cables: Right Angle Heatshrink , to Drawing No. 1.18.106.0072 | 174823 | TE Connectivity | Yes | Germany | SMOE-61707 |  | NPS/002/015 | 2018-11-28
Underground | HV Joints and Terminations | Terminations | 11/20kV | 11/20kV: Cold Applied Flexi-boot Kit. For 95mm - 300mm Cables and Bushig Diameter 46mm-70mm | 165632 | TE Connectivity | Yes | Germany |  |  | NPS/002/015 | 2018-11-28
Underground | HV Joints and Terminations | XLPE Joints - Straight | 11kV | Cable Straight Joint: 11kV - 95mm² to 300mm² Solid Aluminium Single Core Polymeric Cables - Coldshrink Joint Body and Heatshrink Outer Jacket Complete with Mechanical Connectors (Kit of 3) | 162005 | TE Connectivity | Yes | Germany | CSJH-12B1/1XU-1XU-GB01 |  | NPS/002/015 | 2018-11-28
Underground | HV Joints and Terminations | XLPE Joints - Straight | 11kV | Cable Straight Joint: 11kV - 95mm² to 300mm² Solid Aluminium Single Core Polymeric Cables - Coldshrink Joint Body and Heatshrink Outer Jacket Complete with Mechanical Connectors (Kit of 3) | 162005 | Ensto UK | Yes | Estonia | CJH11.1254C | Prior to these joints/terminations being accepted on the Northern Powergrid network a product trial build must be carried out by the NPg training engineers | NPS/002/015 | 2018-11-28
Underground | HV Joints and Terminations | XLPE Joints - Straight | 11/20kV | Cable Straight Joint: 11kV and 20kV - 300mm² to 400mm² Single Core Stranded Copper Polymeric - Coldshrink Joint Body and Heatshrink Outer Jacket Complete with Mechanical Connectors (Kit of 3) | 162006 | TE Connectivity | Yes | Germany | CSJH-12B1/1XU-1XU-GB01 |  | NPS/002/015 | 2018-11-28
Underground | HV Joints and Terminations | XLPE Joints - Straight | 11/20kV | Cable Straight Joint: 11kV and 20kV - 300mm² to 400mm² Single Core Stranded Copper Polymeric - Coldshrink Joint Body and Heatshrink Outer Jacket Complete with Mechanical Connectors (Kit of 3) | 162006 | Ensto UK | Yes | Estonia | CJH11.24545C | Prior to these joints/terminations being accepted on the Northern Powergrid network a product trial build must be carried out by the NPg training engineers | NPS/002/015 | 2018-11-28
Underground | HV Joints and Terminations | XLPE Joints - Straight | 11kV | Cable Straight Joint: 11kV - 500mm² to 630mm² Stranded Copper or Solid Aluminium Single Core Polymeric Straight Joint - Coldshrink Joint Body and Heatshrink Outer Jacket Complete with Mechanical Connectors (Kit of 3) | 162007 | TE Connectivity | Yes | Germany | CSJH-12E/1XU-1XU-GB01 |  | NPS/002/015 | 2018-11-28
Underground | HV Joints and Terminations | XLPE Joints - Straight | 11kV | Cable Straight Joint: 11kV - 500mm² to 630mm² Stranded Copper or Solid Aluminium Single Core Polymeric Straight Joint - Coldshrink Joint Body and Heatshrink Outer Jacket Complete with Mechanical Connectors (Kit of 3) | 162007 | Prysmian | No | UK | CGBUEJSXU12E NPG | Prior to these joints/terminations being accepted on the Northern Powergrid network a product trial build must be carried out by the NPg training engineers | NPS/002/015 | 2018-11-28
Underground | HV Joints and Terminations | XLPE Joints - Straight | 11kV | Cable Straight Joint: 11kV - 500mm² to 630mm² Stranded Copper or Solid Aluminium Single Core Polymeric Straight Joint - Coldshrink Joint Body and Heatshrink Outer Jacket Complete with Mechanical Connectors (Kit of 3) | 162007 | Sicame UK | No | France | 94-AK |  | NPS/002/015 | 2018-11-28
Underground | HV Joints and Terminations | XLPE Joints - Straight | 20kV | Cable Straight Joint: 20kV - 95mm² to 185mm² Solid Aluminium Single Core Polymeric - Coldshrink Joint Body and Heatshrink Outer Jacket Complete with Mechanical Connectors (Kit of 3) | 162011 | TE Connectivity | Yes | Germany | CSJH-24C/1XU-1XU-GB01 |  | NPS/002/015 | 2018-11-28
Underground | HV Joints and Terminations | XLPE Joints - Straight | 33kV | Cable Straight Joint: 33kV - 150mm² to 400mm² Single Core Stranded Copper Polymeric - Coldshrink Joint Body and Heatshrink Outer Jacket Complete with Mechanical Connectors (Kit of 3) | 162083 | TE Connectivity | Yes | Germany | CSJH-24C/1XU-1XU-GB01 |  | NPS/002/016 | 2018-11-28
Underground | HV Joints and Terminations | XLPE Joints - Straight | 33kV | Cable Straight Joint: 33kV - 150mm² to 400mm² Single Core Stranded Copper Polymeric - Coldshrink Joint Body and Heatshrink Outer Jacket Complete with Mechanical Connectors (Kit of 3) | 162083 | Nexans | No | France | 36CSJ + M95-240 for 185mm cables or + SB185 - 400 for 24-400 cables | Prior to these joints/terminations being accepted on the Northern Powergrid network a product trial build must be carried out by the NPg training engineers | NPS/002/016 | 2018-11-28
Underground | HV Joints and Terminations | XLPE Joints - Straight | 33kV | Cable Straight Joint: 33kV - 150mm² to 400mm² Single Core Stranded Copper Polymeric - Coldshrink Joint Body and Heatshrink Outer Jacket Complete with Mechanical Connectors (Kit of 3) | 162083 | Sicame UK | No | France | 94-AK |  | NPS/002/016 | 2018-11-28
Underground | HV Joints and Terminations | XLPE Joints - Straight | 33kV | Cable Straight Joint: 33kV - 150mm² to 400mm² Single Core Stranded Copper Polymeric - Coldshrink Joint Body and Heatshrink Outer Jacket Complete with Mechanical Connectors (Kit of 3) | 162083 | Prysmian | No | UK | CGBUEJSXU36300 NPG |  | NPS/002/016 | 2018-11-28
Underground | HV Joints and Terminations | XLPE Joints - Straight | 33kV | Cable Straight Joint: 33kV - 150mm² to 400mm² Single Core Stranded Copper Polymeric - Coldshrink Joint Body and Heatshrink Outer Jacket Complete with Mechanical Connectors (Kit of 3) | 162083 | Ensto UK | Yes | Estonia | CJH11.42545C | Prior to these joints/terminations being accepted on the Northern Powergrid network a product trial build must be carried out by the NPg training engineers | NPS/002/016 | 2018-11-28
Underground | HV Joints and Terminations | XLPE Joints - Straight | 33kV | Cable Straight Joint: 33kV - 240mm² to 400mm² Stranded Copper or Solid Aluminium Single Core Polymeric - Coldshrink Joint Body and Heatshrink Outer Jacket Complete with Mechanical Connectors (Kit of 1) | 162085 | TE Connectivity | Yes | Germany | CSJH-36E/1XU-1XU-GB06 | Version comes with phase connector and is limited to 240mm² to 400mm². Changed to 162020 version, which comes without phase connector and has increased range of 185mm² to 630mm² when phase connector supplied separately. | NPS/002/016 | 2018-11-28
Underground | HV Joints and Terminations | XLPE Joints - Straight | 33kV | Cable Straight Joint: 33kV - 240mm² to 400mm² Stranded Copper or Solid Aluminium Single Core Polymeric - Coldshrink Joint Body and Heatshrink Outer Jacket Complete with Mechanical Connectors (Kit of 1) | 162085 | Prysmian | No |  | CGBUEJSXU36500 NPG | Prior to these joints/terminations being accepted on the Northern Powergrid network a product trial build must be carried out by the NPg training engineers | NPS/002/016 | 2018-11-28
Underground | HV Joints and Terminations | XLPE Joints - Straight | 33kV | Cable Straight Joint: 33kV - 400mm² to 630mm² Single Core Polymeric - Coldshrink Joint Body and Heatshrink Outer Jacket Complete with Mechanical Connectors (Kit of 1) | 162086 | Ensto UK | Yes | Estonia | CJH11.4255C | Prior to these joints/terminations being accepted on the Northern Powergrid network a product trial build must be carried out by the NPg training engineers | NPS/002/016 | 2018-11-28
Underground | HV Joints and Terminations | XLPE Joints - Straight | 33kV | Cable Straight Joint: 33kV - 400mm² to 630mm² Single Core Polymeric - Coldshrink Joint Body and Heatshrink Outer Jacket Complete with Mechanical Connectors (Kit of 1) | 162086 | Sicame UK | No | France | 94-ak |  | NPS/002/016 | 2018-11-28
Underground | HV Joints and Terminations | XLPE Joints - Branch | 11/20kV | Branch Joint Cold Applied Single Core XLPE - Single Core XLPE 11kV - 95mm2-300mm2 20kV - 95mm2-185mm2 Solid Aluminium & Copper stranded Single Core | 162010 | TE Connectivity | Yes | Germany | CSJH-24F/1XU-2XU-GB01 | Supplied in a kit of 3 Cold Applied Joint Body and Heatshrink Outer Jacket Complete with Mechanical Phase and Earth/Screen Connectors | NPS/002/015 | 2022-09-26
Underground | HV Joints and Terminations | XLPE Joints - Loop | 11/20kV | Loop Joint Cold Applied Single Core XLPE - Single Core XLPE 11kV - 95mm2-300mm2 20kV - 95mm2-185mm2 Solid Aluminium & Copper stranded Single Core | 162079 | TE Connectivity | Yes | Germany | CSJH-24F/1XU-2XU-GB02 | Supplied in a kit of 3 Cold Applied Joint Body and Heatshrink Outer Jacket Complete with Mechanical Phase and Earth/Screen Connectors/Poly rods | NPS/002/015 | 2022-09-26
Underground | HV Joints and Terminations | XLPE Joints - Stop-end | 11kV | Cable Stop-End Joint: 11kV - 95mm² to 300mm² - Solid Aluminium Single Core Polymeric - Coldshrink Joint Body and Heatshrink Outer Jacket Complete with Mechanical Connectors and Poly Rods (Kit of 3) | 162059 | TE Connectivity | Yes | Germany | CSEH-12B1/1XU-GB01 |  | NPS/002/015 | 2018-11-28
Underground | HV Joints and Terminations | XLPE Joints - Stop-end | 20kV | Cable Stop-End Joint: 20kV - 95mm² to 185mm² - Solid Aluminium Single Core Polymeric - Coldshrink Joint Body and Heatshrink Outer Jacket Complete with Mechanical Connectors and Poly Rods (Kit of 3) | 162076 | TE Connectivity | Yes | Germany | CSEH-24C/1XU-GB01 |  | NPS/002/015 | 2018-11-28
Underground | HV Joints and Terminations | Pilot and Telephone | LV | Pilot/Telephone Joint for 7-Pair 15kV Gel Filled Cables: c/w Earth kit, 314 Connectors, Resin and Shell. | 171614 | Sicame UK | Yes | France | LVI-1/4-PT15 |  | NPS/002/013 | 2018-11-28
Underground | HV Joints and Terminations | Pilot and Telephone | LV | Pilot/Telephone Joint for 19-Pair 15kV Gel Filled Cables: c/w Earth kit, 314 Connectors, Resin and Shell. | 171615 | Sicame UK | Yes | France | LVI-1/5-PT15 |  | NPS/002/013 | 2018-11-28
Underground | HV Joints and Terminations | Pilot and Telephone | LV | Pilot/Telephone Joint for 37-Pair 15kV Gel Filled Cables: c/w Earth kit, 314 Connectors, Resin and Shell. | 171616 | Sicame UK | Yes | France | LVI-1/6-PT15 |  | NPS/002/013 | 2018-11-28
Underground | HV Joints and Terminations | Pilot and Telephone | LV | Pilot Joint for 2/4 Core Multicored (7/0.67mm²) 2.5mm² Cable c/w Earth Kit Mechanical Connectors, Resin and Joint Shell. | 171617 | Sicame UK | Yes | France | LVI-1/3-PT |  | NPS/002/013 | 2018-11-28
Underground | HV Joints and Terminations | Pilot and Telephone | LV | Pilot Joint for 12 Core Mulitcore (7/0.67mm²) 2.5mm² Cable c/w Earth Kit Mechanical Connectors, Joint Shell and Resin. | 171618 | Sicame UK | Yes | France | LVI-1/4-PT |  | NPS/002/013 | 2018-11-28
Underground | HV Joints and Terminations | Pilot and Telephone | LV | Pilot Joint for 19 Core Mulitcore (7/0.67mm²) 2.5mm² Cable c/w Earth Kit Mechanical Connectors, Joint Shell and Resin. | 171619 | Sicame UK | Yes | France | LVI-1/4-PT |  | NPS/002/013 | 2018-11-28
Underground | Cable Ducts and Protective Tiles/Tape | Protection Tape | N/A | Cable Protection Tape: 150mm x 40M x 2.5mm | 140765 | Centriforce | Yes | UK |  |  | NPS/002/003 | 2018-11-28
Underground | Cable Ducts and Protective Tiles/Tape | Protection Tape | N/A | Cable Protection Tape: 150mm x 40M x 2.5mm | 140765 | Allied Conductor | No | UK |  |  | NPS/002/003 | 2018-11-28
Underground | Cable Ducts and Protective Tiles/Tape | Protection Tape | N/A | Cable Protection Tape: 200mm x 40M x 2.5mm | 140761 | Centriforce | Yes | UK |  |  | NPS/002/003 | 2018-11-28
Underground | Cable Ducts and Protective Tiles/Tape | Protection Tape | N/A | Cable Protection Tape: 200mm x 40M x 2.5mm | 140761 | Allied Conductor | No | UK |  |  | NPS/002/003 | 2018-11-28
Underground | Cable Ducts and Protective Tiles/Tape | Protection Tape | N/A | Cable Protection Tape: 250mm x 30M x 2.5mm | 140750 | Centriforce | Yes | UK |  |  | NPS/002/003 | 2018-11-28
Underground | Cable Ducts and Protective Tiles/Tape | Protection Tape | N/A | Cable Protection Tape: 250mm x 30M x 2.5mm | 140750 | Allied Conductor | No | UK |  |  | NPS/002/003 | 2018-11-28
Underground | Cable Ducts and Protective Tiles/Tape | Protection Tape | N/A | Cable Protection Tape: 600mm x 20M x 2.5mm | 140766 | Centriforce | Yes | UK |  |  | NPS/002/003 | 2018-11-28
Underground | Cable Ducts and Protective Tiles/Tape | Protection Tape | N/A | Cable Protection Tape: 600mm x 20M x 2.5mm | 140766 | Allied Conductor | No | UK |  |  | NPS/002/003 | 2018-11-28
Underground | Cable Ducts and Protective Tiles/Tape | Protection Tile | N/A | Cable Protection Tile: 1000mm x 244mm (c/w pegs or cable tie) | 261925 | Centriforce | Yes | UK |  |  | NPS/002/003 | 2018-11-28
Underground | Cable Ducts and Protective Tiles/Tape | Protection Tile | N/A | Cable Protection Tile: 1000mm x 244mm (c/w pegs or cable tie) | 261925 | Allied Conductor | No | UK |  |  | NPS/002/003 | 2018-11-28
Underground | Cable Ducts and Protective Tiles/Tape | Protection Tile | N/A | Cable Protection Tile: 1000mm x 260mm (c/w pegs or cable tie) | 140751 | Centriforce | Yes | UK |  |  | NPS/002/003 | 2018-11-28
Underground | Cable Ducts and Protective Tiles/Tape | Protection Tile | N/A | Cable Protection Tile: 1000mm x 260mm (c/w pegs or cable tie) | 140751 | Allied Conductor | No | UK |  |  | NPS/002/003 | 2018-11-28
Underground | Cable Ducts and Protective Tiles/Tape | Protection Tile | N/A | Cable Protection Tile: 1000mm x 450mm (c/w pegs or cable tie) | 140752 | Centriforce | Yes | UK |  |  | NPS/002/003 | 2018-11-28
Underground | Cable Ducts and Protective Tiles/Tape | Protection Tile | N/A | Cable Protection Tile: 1000mm x 450mm (c/w pegs or cable tie) | 140752 | Allied Conductor | No | UK |  |  | NPS/002/003 | 2018-11-28
Overhead | Wall Mounted Outdoor Service Boxes | Wall Mounted Outdoor Service Boxes | LV | Wall Service Box, Single Phase Fitted with 100A Cut Out | 165006 | Sicame UK | Yes | UK |  |  | NPS/001/030 | 2018-11-28
Overhead | Wall Mounted Outdoor Service Boxes | Wall Mounted Outdoor Service Boxes | LV | Wall Service Box, Three Phase Fitted with 100A Cut Out | 165010 | Sicame UK | Yes | UK |  |  | NPS/001/030 | 2018-11-28
Overhead | Wall Mounted Outdoor Service Boxes | Wall Mounted Outdoor Service Boxes | LV | 200A 3 Phase Wall Box with Disconnection Facility | 239943 | Sicame UK | Yes | UK |  |  | NPS/001/030 | 2018-11-28
Overhead | Wall Mounted Outdoor Service Boxes | Wall Mounted Outdoor Service Boxes | LV | Under Eaves Service Joint Box, Non-fused | 160304 | TE Connectivity | Yes | Germany |  |  | NPS/001/030 | 2018-11-28
Overhead | Wall Mounted Outdoor Service Boxes | Wall Mounted Outdoor Service Boxes | LV | Pole Mounted Isolation Box with 4.5M Incoming Cable Feed | 239731 | Ensto UK | Yes | UK |  |  | NPS/001/030 | 2018-11-28
Overhead | Wall Mounted Outdoor Service Boxes | Wall Mounted Outdoor Service Boxes | LV | Pole Mounted Isolation Box with 7.5M Incoming Cable Feed | 239733 | Ensto UK | Yes | UK |  |  | NPS/001/030 | 2018-11-28
Overhead | Wall Mounted Outdoor Service Boxes | Wall Mounted Outdoor Service Boxes | LV | LV Connection Box for Pole Mounted Auto Reclose Circuit Breaker. To be Fitted Where an Oil Filled Transformer is Installed. | 226351 | Ensto UK | Yes | UK |  |  | NPS/001/030 | 2018-11-28
Overhead | Anti-Climbing Guards | Anti-Climbing Guards | N/A | Anti-Climbing Guard for Single Wood Poles – Pre-Wound with Barbed Wire (kit comprising of two half guards and 8 coach screws) drawing 1091010408 Sheet 8 | 251362 | CRH Fencing | Yes | UK |  |  | NPS/001/029 | 2018-11-28
Overhead | Anti-Climbing Guards | Anti-Climbing Guards | N/A | Anti-Climbing H Pole Strap (1.8 Meter) – Pre-Wound with Barbed Wire drawing 1091010408 Sheet 19 | 244975 | CRH Fencing | Yes | UK |  |  | NPS/001/029 | 2018-11-28
Overhead | Anti-Climbing Guards | Anti-Climbing Guards | N/A | Anti-Climbing Arrangement for Double Circuit Towers (kit to include all component parts required) drawing 1091010408 Sheet 6 | 241337 | CRH Fencing | Yes | UK |  |  | NPS/001/029 | 2018-11-28
Overhead | Anti-Climbing Guards | Anti-Climbing Guards | N/A | Spacer Bar for Double Circuit Tower Anti-Climbing Arrangement drawing 1091010408 Sheet 6 | 241197 | CRH Fencing | Yes | UK |  |  | NPS/001/029 | 2018-11-28
Overhead | Anti-Climbing Guards | Anti-Climbing Guards | N/A | Anti-Climbing Guard for Rutter Type Pole – Pre-Wound with Barbed Wire (kit comprising of two half guards, straps and all fixings) drawing 1091010675 Sheet 34 | 244981 | CRH Fencing | Yes | UK |  |  | NPS/001/029 | 2018-11-28
Overhead | Ground Anchor Systems | AB Chance Type | N/A | AB Chance Anchor Drive System | 224881, 224899, 217448, 226175, 222414, 226183 | BB Price Limited | Yes | UK |  |  | NPS/001/020 | 2018-11-28
Overhead | Ground Anchor Systems | Platipus Type | N/A | Platipus Utility System | 242611 | Anchor Systems Limited | Yes | UK |  |  | NPS/001/020 | 2018-11-28
Underground | Industrial and Insulating Tapes | Industrial and Insulating Tapes | N/A | Tape - PVC Insulating, Black 19mm x 25m | 63529 | Cable Services | Yes | UK |  |  | NPS/002/002 | 2018-11-28
Underground | Industrial and Insulating Tapes | Industrial and Insulating Tapes | N/A | Tape - Self Amalgamating Polyisobutylene, Black 10m x 50mm | 64220 | Sicame | Yes | UK |  |  | NPS/002/002 | 2018-11-28
Underground | Industrial and Insulating Tapes | Industrial and Insulating Tapes | N/A | Insulating Patch - Low Voltage Black 7.3m x 230mm (CR Patch) | 353871 | Cable Services | Yes | UK |  |  | NPS/002/002 | 2018-11-28
Underground | Industrial and Insulating Tapes | Industrial and Insulating Tapes | N/A | Tape - Adhesive Glass Cloth 50m x 25mm | 62752 | Cable Services | Yes | UK |  |  | NPS/002/002 | 2018-11-28
Underground | Industrial and Insulating Tapes | Industrial and Insulating Tapes | N/A | Tape - Vinyl Mastic 6m x 38mm | 64832 | SBA | Yes | UK |  |  | NPS/002/002 | 2018-11-28
Underground | Industrial and Insulating Tapes | Industrial and Insulating Tapes | N/A | Tape - Vinyl Mastic 3m x 102mm | 64840 | SBA | Yes | UK |  |  | NPS/002/002 | 2018-11-28
Underground | Industrial and Insulating Tapes | Industrial and Insulating Tapes | N/A | Tape - Abrasive Aluminium Oxide Cloth 25m x 25mm | 350959 | Sicame | Yes | UK |  |  | NPS/002/002 | 2018-11-28
Underground | Industrial and Insulating Tapes | Industrial and Insulating Tapes | N/A | Tape - Semi-Conducting and Self Amalgamating EPR. Black 4m x 19mm | 365328 | Sicame | Yes | UK |  |  | NPS/002/002 | 2018-11-28
Underground | Industrial and Insulating Tapes | Industrial and Insulating Tapes | N/A | Putty - Solid Setting, 2 Part Pack 0.5kg | 351931 | Cable Services | Yes | UK |  |  | NPS/002/002 | 2018-11-28
Underground | Industrial and Insulating Tapes | Industrial and Insulating Tapes | N/A | Tape - Sealant Black Synthetic Rubber Strip 5m x 25mm | 64857 | Cable Services | Yes | UK |  |  | NPS/002/002 | 2018-11-28
Underground | Industrial and Insulating Tapes | Industrial and Insulating Tapes | N/A | Tape - Compound Impregnated Fabric 10m x 50mm | 62661 | Sicame | Yes | UK |  |  | NPS/002/002 | 2018-11-28
Underground | Industrial and Insulating Tapes | Industrial and Insulating Tapes | N/A | Tape - PVC Insulated Identification, “Red” 33m x 19mm | 63412 | Sicame | Yes | UK |  |  | NPS/002/002 | 2018-11-28
Underground | Industrial and Insulating Tapes | Industrial and Insulating Tapes | N/A | Tape - PVC Insulated Identification, “Blue” 33m x 19mm | 63446 | Sicame | Yes | UK |  |  | NPS/002/002 | 2018-11-28
Underground | Industrial and Insulating Tapes | Industrial and Insulating Tapes | N/A | Tape - PVC Insulated Identification, “Yellow” 33m x 19mm | 63438 | Sicame | Yes | UK |  |  | NPS/002/002 | 2018-11-28
Underground | Industrial and Insulating Tapes | Industrial and Insulating Tapes | N/A | Tape - PVC Insulated Identification, “Light Green” 33m x 19mm | 63453 | Sicame | Yes | UK |  |  | NPS/002/002 | 2018-11-28
Underground | Industrial and Insulating Tapes | Industrial and Insulating Tapes | N/A | Tape - PVC Insulated Identification, “Brown” 33m x 19mm | 350960 | Sicame | Yes | UK |  |  | NPS/002/002 | 2018-11-28
Underground | Industrial and Insulating Tapes | Industrial and Insulating Tapes | N/A | Tape - PVC Insulated Identification, “Grey” 33m x 19mm | 350961 | Sicame | Yes | UK |  |  | NPS/002/002 | 2018-11-28
Underground | Industrial and Insulating Tapes | Industrial and Insulating Tapes | N/A | Compound Mastic - Round Tube 50mm x 330mm | 89896 | Sicame | Yes | UK |  |  | NPS/002/002 | 2018-11-28
Underground | Industrial and Insulating Tapes | Industrial and Insulating Tapes | N/A | Compound Mastic - 3kg Block | 353208 | Sicame | Yes | UK |  |  | NPS/002/002 | 2018-11-28
Underground | Industrial and Insulating Tapes | Industrial and Insulating Tapes | N/A | Tape - Black Cotton Cloth 20m x 19mm | 350498 | Jointing Technology | Yes | UK |  |  | NPS/002/002 | 2018-11-28
Underground | Industrial and Insulating Tapes | Industrial and Insulating Tapes | N/A | Tape - Adhesive Glass Cloth 50m x 100mm | 62778 | Jointing Technology | Yes | UK |  |  | NPS/002/002 | 2018-11-28
Overhead | Helical Fittings | Helical Fittings | N/A | Preformed Repair Splice for 175mm AAAC (Elm) to Drawing Number 1.09.101.0657 Sheet 2 | 263177 | Mosdorfer CCL Systems | Yes | Thailand |  |  | NPS/001/002 | 2018-11-28
Overhead | Helical Fittings | Helical Fittings | N/A | Preformed Repair Splice for 50mm AAAC (Hazel) to Drawing Number 1.09.101.0657 Sheet 2 | 263196 | Mosdorfer CCL Systems | Yes | Thailand |  |  | NPS/001/002 | 2018-11-28
Overhead | Helical Fittings | Helical Fittings | N/A | Preformed Repair Splice for 100mm AAAC (Oak) to Drawing Number 1.09.101.0657 Sheet 2 | 263213 | Mosdorfer CCL Systems | Yes | Thailand |  |  | NPS/001/002 | 2018-11-28
Overhead | Helical Fittings | Helical Fittings | N/A | Preformed Repair Splice for 175mm ACSR (Lynx) to Drawing Number 1.09.101.0657 Sheet 2 | 263228 | Mosdorfer CCL Systems | Yes | Thailand |  |  | NPS/001/002 | 2018-11-28
Overhead | Helical Fittings | Helical Fittings | N/A | Preformed Repair Splice for 1" segmental ACSR to Drawing Number 1.09.101.0657 Sheet 2 | 265045 | Mosdorfer CCL Systems | Yes | Thailand |  |  | NPS/001/002 | 2018-11-28
Overhead | Helical Fittings | Helical Fittings | N/A | Preformed Repair Splice for 0.05" segmental ACSR to Drawing Number 1.09.101.0657 Sheet 2 | 265030 | Mosdorfer CCL Systems | Yes | Thailand |  |  | NPS/001/002 | 2018-11-28
Overhead | Helical Fittings | Helical Fittings | N/A | Preformed Repair splice for 60mm ACSR (Skunk) to Drawing Number 1.09.101.0657 Sheet 2 | 263209 | Mosdorfer CCL Systems | Yes | Thailand |  |  | NPS/001/002 | 2018-11-28
Overhead | Helical Fittings | Helical Fittings | N/A | Preformed Repair Splice for 150mm ACSR (Wolf) to Drawing Number 1.09.101.0657 Sheet 2 | 263232 | Mosdorfer CCL Systems | Yes | Thailand |  |  | NPS/001/002 | 2018-11-28
Overhead | Helical Fittings | Helical Fittings | N/A | Preformed Repair Splice for 125mm HDBC to Drawing Number 1.09.101.0657 Sheet 1 | 263285 | Mosdorfer CCL Systems | Yes | Thailand |  |  | NPS/001/002 | 2018-11-28
Overhead | Helical Fittings | Helical Fittings | N/A | Preformed Repair Splice for 0.1" HDBC to Drawing Number 1.09.101.0657 Sheet 1 | 263251 | Mosdorfer CCL Systems | Yes | Thailand |  |  | NPS/001/002 | 2018-11-28
Overhead | Helical Fittings | Helical Fittings | N/A | Preformed Repair Splice for 100mm HDBC to Drawing Number 1.09.101.0657 Sheet 1 | 263270 | Mosdorfer CCL Systems | Yes | Thailand |  |  | NPS/001/002 | 2018-11-28
Overhead | Helical Fittings | Helical Fittings | N/A | Preformed Repair Splice for 0.05" HDBC (7/.097") to Drawing Number 1.09.101.0657 Sheet 1 | 263340 | Mosdorfer CCL Systems | Yes | Thailand |  |  | NPS/001/002 | 2018-11-28
Overhead | Helical Fittings | Helical Fittings | N/A | Preformed Repair Splice for 32mm HDBC to Drawing Number 1.09.101.0657 Sheet 1 | 263355 | Mosdorfer CCL Systems | Yes | Thailand |  |  | NPS/001/002 | 2018-11-28
Overhead | Helical Fittings | Helical Fittings | N/A | Repair Splice for70mm HDBC to Drawing Number 1.09.101.0657 Sheet 1 | 263266 | Mosdorfer CCL Systems | Yes | Thailand |  |  | NPS/001/002 | 2018-11-28
Overhead | Helical Fittings | Helical Fittings | N/A | Preformed Repair Splice for 0.017" Cadmium Copper to Drawing Number 1.09.101.0657 Sheet 1 | 263336 | Mosdorfer CCL Systems | Yes | Thailand |  |  | NPS/001/002 | 2018-11-28
Overhead | Helical Fittings | Helical Fittings | N/A | Preformed Repair Sleeve for 70mm ACSR (Horse) | 79319 | Mosdorfer CCL Systems | Yes | Thailand |  |  | NPS/001/002 | 2018-11-28
Overhead | Helical Fittings | Helical Fittings | N/A | Preformed Repair Sleeve 175mm ACSR (Lynx) | 79327 | Mosdorfer CCL Systems | Yes | Thailand |  |  | NPS/001/002 | 2018-11-28
Overhead | Helical Fittings | Helical Fittings | N/A | Preformed shunt splice for 70mm ACSR (Horse) | 79046 | Mosdorfer CCL Systems | Yes | Thailand |  |  | NPS/001/002 | 2018-11-28
Overhead | Helical Fittings | Helical Fittings | N/A | Preformed shunt splice for 175mm ACSR (Lynx) | 79053 | Mosdorfer CCL Systems | Yes | Thailand |  |  | NPS/001/002 | 2018-11-28
Overhead | Helical Fittings | Helical Fittings | N/A | Preformed Armour Splice .175"/175MM (30+7/2.79) - (Lynx) | 263247 | Mosdorfer CCL Systems | Yes | Thailand |  |  | NPS/001/002 | 2018-11-28
Overhead | Helical Fittings | Helical Fittings | N/A | Preformed LV Bird Flight diverter for 4.45 to 6.34mm Conductor to Drawing Number 1.09.101.0036 Sheet 1 | 251146 | Mosdorfer CCL Systems | Yes | Thailand |  |  | NPS/001/002 | 2018-11-28
Overhead | Helical Fittings | Helical Fittings | N/A | Preformed LV Bird Flight diverter for 6.35 to 8.88mm Conductor to Drawing Number 1.09.101.0036 Sheet 1 | 251131 | Mosdorfer CCL Systems | Yes | Thailand |  |  | NPS/001/002 | 2018-11-28
Overhead | Helical Fittings | Helical Fittings | N/A | Preformed LV Bird Flight Diverter for 8.89 to 11.43mm Conductor to Drawing Number 1.09.101.0036 Sheet 1 | 251201 | Mosdorfer CCL Systems | Yes | Thailand |  |  | NPS/001/002 | 2018-11-28
Overhead | Helical Fittings | Helical Fittings | N/A | Spacer, Limited Contact for 32mm, HDBC to Drawing Number 1.09.101.0681 | 243296 | Mosdorfer CCL Systems | Yes | Thailand |  |  | NPS/001/002 | 2018-11-28
Overhead | Helical Fittings | Helical Fittings | N/A | Bird Flight Diverter - HV Type with Buoy for Conductors up to and Including 125mm Cu, 175mm ACSR, 200mm AAAC and 185mm ALPE. To drawing number 1091010036 sheet 4. | 250727 | Mosdorfer CCL Systems | Yes | Thailand |  |  | NPS/001/002 | 2018-11-28
Overhead | Helical Fittings | Helical Fittings | N/A | Bird Flight Diverter. HV Disc Type for all Conductors up to and Including 125mm Cu, 175mm ACSR, 200mm AAAC and 185mm XLPE . Fitting includes Conductor Clamp and Disc | 250735 | Mosdorfer CCL Systems | Yes | Thailand |  |  | NPS/001/002 | 2018-11-28
Overhead | Helical Fittings | Helical Fittings | N/A | Bird Flight Divertor Application Tool | 250730 | Mosdorfer CCL Systems | Yes | Thailand |  |  | NPS/001/002 | 2018-11-28
Overhead | Helical Fittings | Helical Fittings | N/A | Bird Flight Diverter Application Tool for HV Disc Type Fitting | 250738 | Mosdorfer CCL Systems | Yes | Thailand |  |  | NPS/001/002 | 2018-11-28
Overhead | Helical Fittings | Helical Fittings | N/A | Limited Tension Preformed Dead End, for 25mm Split Concentric to Drawing Number 1.09.101.3152 | 255202 | Mosdorfer CCL Systems | Yes | Thailand |  |  | NPS/001/002 | 2018-11-28
Overhead | Helical Fittings | Helical Fittings | N/A | Limited Tension Preformed Dead End, for 35mm Split Concentric to Drawing Number 1.09.101.3152 | 255344 | Mosdorfer CCL Systems | Yes | Thailand |  |  | NPS/001/002 | 2018-11-28
Overhead | Helical Fittings | Helical Fittings | N/A | Limited Tension Preformed Dead End, Limited Tension for 25/35mm CNE Concentric to Drawing Number 1.09.101.3152 | 260431 | Mosdorfer CCL Systems | Yes | Thailand |  |  | NPS/001/002 | 2018-11-28
Overhead | Helical Fittings | Helical Fittings | N/A | Limited Tension Preformed Dead End, Limited Tension for 16mm CNE Concentric | 223941 | Mosdorfer CCL Systems | Yes | Thailand |  |  | NPS/001/002 | 2018-11-28
Overhead | Helical Fittings | Helical Fittings | N/A | Limited Tension Preformed Dead End, Limited Tension for 35mm 3 Phase CNE Concentric to Drawing Number 1.09.101.3152 | 252882 | Mosdorfer CCL Systems | Yes | Thailand |  |  | NPS/001/002 | 2018-11-28
Overhead | Helical Fittings | Helical Fittings | N/A | Preformed LV Dead End for 16mm PVC Cu to Drawing Number 1.09.119.3155 | 251343 | Mosdorfer CCL Systems | Yes | Thailand |  |  | NPS/001/002 | 2018-11-28
Overhead | Helical Fittings | Helical Fittings | N/A | Preformed LV Dead End for 32mm PVC Copper | 223859 | Mosdorfer CCL Systems | Yes | Thailand |  |  | NPS/001/002 | 2018-11-28
Overhead | Helical Fittings | Helical Fittings | N/A | Preformed LV Dead End for 70mm PVC Copper | 223867 | Mosdorfer CCL Systems | Yes | Thailand |  |  | NPS/001/002 | 2018-11-28
Overhead | Helical Fittings | Helical Fittings | N/A | Preformed LV Dead End for 50mm Aluminium to Drawing Number 1.09.119.3155 | 251324 | Mosdorfer CCL Systems | Yes | Thailand |  |  | NPS/001/002 | 2018-11-28
Overhead | Helical Fittings | Helical Fittings | N/A | Preformed LV Dead End for 100mm Aluminium to Drawing Number 1.09.119.3155 | 251339 | Mosdorfer CCL Systems | Yes | Thailand |  |  | NPS/001/002 | 2018-11-28
Overhead | Helical Fittings | Helical Fittings | N/A | Preformed LV Dead End for 32mm HDBC to Drawing Number 1.09.119.3155 | 251292 | Mosdorfer CCL Systems | Yes | Thailand |  |  | NPS/001/002 | 2018-11-28
Overhead | Helical Fittings | Helical Fittings | N/A | Preformed LV Dead End for 70mm HDBC to Drawing Number 1.09.119.3155 | 251305 | Mosdorfer CCL Systems | Yes | Thailand |  |  | NPS/001/002 | 2018-11-28
Overhead | Helical Fittings | Helical Fittings | N/A | Preformed Dead End for 0.025 sq. inch Solid Copper Conductor | 223883 | Mosdorfer CCL Systems | Yes | Thailand |  |  | NPS/001/002 | 2018-11-28
Overhead | Helical Fittings | Helical Fittings | N/A | Preformed Distribution Dead End for 13mm Cadmium Copper to Drawing Number 1.09.101.0425 | 255306 | Mosdorfer CCL Systems | Yes | Thailand |  |  | NPS/001/002 | 2018-11-28
Overhead | Helical Fittings | Helical Fittings | N/A | Preformed Distribution Dead End for 16mm HDBC | 223966 | Mosdorfer CCL Systems | Yes | Thailand |  |  | NPS/001/002 | 2018-11-28
Overhead | Helical Fittings | Helical Fittings | N/A | Preformed Distribution Dead End for 0.05" Solid Copper | 223891 | Mosdorfer CCL Systems | Yes | Thailand |  |  | NPS/001/002 | 2018-11-28
Overhead | Helical Fittings | Helical Fittings | N/A | Preformed Distribution Dead End for 32mm HDBC to Drawing Number 1.09.101.0425 | 255325 | Mosdorfer CCL Systems | Yes | Thailand |  |  | NPS/001/002 | 2018-11-28
Overhead | Helical Fittings | Helical Fittings | N/A | Preformed Distribution Dead End for 0.1" HDBC to Drawing Number 1.09.101.0425 | 255359 | Mosdorfer CCL Systems | Yes | Thailand |  |  | NPS/001/002 | 2018-11-28
Overhead | Helical Fittings | Helical Fittings | N/A | Preformed Distribution Dead End for 70mm HDBC to Drawing Number 1.09.101.0425 | 255363 | Mosdorfer CCL Systems | Yes | Thailand |  |  | NPS/001/002 | 2018-11-28
Overhead | Helical Fittings | Helical Fittings | N/A | Preformed Distribution Dead End for 100mm HDBC to Drawing Number 1.09.101.0425 | 243277 | Mosdorfer CCL Systems | Yes | Thailand |  |  | NPS/001/002 | 2018-11-28
Overhead | Helical Fittings | Helical Fittings | N/A | Preformed Distribution Dead End for 0.2" HDBC to Drawing Number 1.09.101.0425 | 255383 | Mosdorfer CCL Systems | Yes | Thailand |  |  | NPS/001/002 | 2018-11-28
Overhead | Helical Fittings | Helical Fittings | N/A | Preformed Distribution Dead End for 50mm AAAC (Hazel) to Drawing Number 1.09.101.0425 | 255414 | Mosdorfer CCL Systems | Yes | Thailand |  |  | NPS/001/002 | 2018-11-28
Overhead | Helical Fittings | Helical Fittings | N/A | Preformed Distribution Dead End for 100mm AAAC (Oak) to Drawing Number 1.09.101.0425 | 255429 | Mosdorfer CCL Systems | Yes | Thailand |  |  | NPS/001/002 | 2018-11-28
Overhead | Helical Fittings | Helical Fittings | N/A | Preformed Distribution Dead End for 175mm AAAC (Elm) to Drawing Number 1.09.101.0425 | 255433 | Mosdorfer CCL Systems | Yes | Thailand |  |  | NPS/001/002 | 2018-11-28
Overhead | Helical Fittings | Helical Fittings | N/A | Preformed Distribution Dead End for 0.1" HDBC (7/0.136) to Drawing No: 1.09.101.0425 | 255359 | Mosdorfer CCL Systems | Yes | Thailand |  |  | NPS/001/002 | 2018-11-28
Overhead | Helical Fittings | Helical Fittings | N/A | Preformed Double Tie 11 kV 100 mm AAAC (Oak) | 229153 | Mosdorfer CCL Systems | Yes | Thailand |  |  | NPS/001/002 | 2018-11-28
Overhead | Helical Fittings | Helical Fittings | N/A | Preformed Double Tie 33 kV 175 mm ACSR (Lynx) | 229161 | Mosdorfer CCL Systems | Yes | Thailand |  |  | NPS/001/002 | 2018-11-28
Overhead | Helical Fittings | Helical Fittings | N/A | Preformed Double Tie 11 kV 70 mm HDBC | 228783 | Mosdorfer CCL Systems | Yes | Thailand |  |  | NPS/001/002 | 2018-11-28
Overhead | Helical Fittings | Helical Fittings | N/A | Preformed Double Tie 33 kV 70 mm HDBC | 228791 | Mosdorfer CCL Systems | Yes | Thailand |  |  | NPS/001/002 | 2018-11-28
Overhead | Helical Fittings | Helical Fittings | N/A | Preformed Double Tie 33 kV 100 mm HDBC | 228817 | Mosdorfer CCL Systems | Yes | Thailand |  |  | NPS/001/002 | 2018-11-28
Overhead | Helical Fittings | Helical Fittings | N/A | Preformed Distribution Tie for 50mm AAAC and ACSR with 78mm neck to Drawing Number 1.09.101.0660 | 249521 | Mosdorfer CCL Systems | Yes | Thailand |  |  | NPS/001/002 | 2018-11-28
Overhead | Helical Fittings | Helical Fittings | N/A | Preformed Distribution Tie for 100mm AAAC (Oak) or 50mm XLPE Covered Conductor with 78mm neck to Drawing Number 1.09.101.0660For use on 50mm XLPE covered conductor. | 250590 | Mosdorfer CCL Systems | Yes | Thailand |  |  | NPS/001/002 | 2018-11-28
Overhead | Helical Fittings | Helical Fittings | N/A | Preformed Distribution Tie for 175mm AAAC (Elm) or 120mm XLPE Covered Conductor with 78mm neck to Drawing Number 1.09.101.0660. For use on 120mm | 249589 | Mosdorfer CCL Systems | Yes | Thailand |  |  | NPS/001/002 | 2018-11-28
Overhead | Helical Fittings | Helical Fittings | N/A | Pre-formed Distribution Tie for 100mm AAAC (Oak) or 50mm XLPE Covered Conductor with 120mm neck to Drawing Number 1.09.101.0660. | 250603 | Mosdorfer CCL Systems | Yes | Thailand |  |  | NPS/001/002 | 2018-11-28
Overhead | Helical Fittings | Helical Fittings | N/A | Preformed Distribution Tie for 150mm ACSR (Wolf) with 120mm neck to Drawing Number 1.09.101.0660. For use on 120mm. | 250694 | Mosdorfer CCL Systems | Yes | Thailand |  |  | NPS/001/002 | 2018-11-28
Overhead | Helical Fittings | Helical Fittings | N/A | Preformed Distribution Tie for 175mm AAAC (Elm) or 120mm XLPE covered conductor with 120mm neck to Drawing Number 1.09.101.0660 | 250675 | Mosdorfer CCL Systems | Yes | Thailand |  |  | NPS/001/002 | 2018-11-28
Overhead | Helical Fittings | Helical Fittings | N/A | Preformed Distribution Tie for 0.114" ACSR (Segmental) with 78mm neck to Drawing Number 1.09.101.0660 | 250637 | Mosdorfer CCL Systems | Yes | Thailand |  |  | NPS/001/002 | 2018-11-28
Overhead | Helical Fittings | Helical Fittings | N/A | Preformed Distribution Tie for 0.025" Solid HDBC with 78mm neck | 228841 | Mosdorfer CCL Systems | Yes | Thailand |  |  | NPS/001/002 | 2018-11-28
Overhead | Helical Fittings | Helical Fittings | N/A | Preformed Distribution Tie for 13mm Cadmium Copper with 78mm neck to Drawing Number 1.09.101.0660 | 249502 | Mosdorfer CCL Systems | Yes | Thailand |  |  | NPS/001/002 | 2018-11-28
Overhead | Helical Fittings | Helical Fittings | N/A | Preformed Distribution Tie for 16mm HDBC with 78mm neck to Drawing Number 1.09.101.0660 | 249447 | Mosdorfer CCL Systems | Yes | Thailand |  |  | NPS/001/002 | 2018-11-28
Overhead | Helical Fittings | Helical Fittings | N/A | Preformed Distribution Tie for 0.05" Solid HDBC with 78mm neck | 228874 | Mosdorfer CCL Systems | Yes | Thailand |  |  | NPS/001/002 | 2018-11-28
Overhead | Helical Fittings | Helical Fittings | N/A | Preformed Distribution Tie for 32mm (7 x 2.46) HDBC with 78mm neck to Drawing Number 1.09.101.0660 | 249451 | Mosdorfer CCL Systems | Yes | Thailand |  |  | NPS/001/002 | 2018-11-28
Overhead | Helical Fittings | Helical Fittings | N/A | Preformed Distribution Tie for 32mm (3 x 3.75) HDBC with 78mm neck to Drawing Number 1.09.101.0660 | 249470 | Mosdorfer CCL Systems | Yes | Thailand |  |  | NPS/001/002 | 2018-11-28
Overhead | Helical Fittings | Helical Fittings | N/A | Preformed Distribution Tie for 70mm HDBC with 78mm neck to Drawing Number 1.09.101.0660 | 249536 | Mosdorfer CCL Systems | Yes | Thailand |  |  | NPS/001/002 | 2018-11-28
Overhead | Helical Fittings | Helical Fittings | N/A | Preformed Distribution Tie for 100mm HDBC with 78mm neck to Drawing Number 1.09.101.0660 | 249540 | Mosdorfer CCL Systems | Yes | Thailand |  |  | NPS/001/002 | 2018-11-28
Overhead | Helical Fittings | Helical Fittings | N/A | Preformed Distribution Tie for 125mm HDBC with 78mm neck to Drawing Number 1.09.101.0660 | 249574 | Mosdorfer CCL Systems | Yes | Thailand |  |  | NPS/001/002 | 2018-11-28
Overhead | Helical Fittings | Helical Fittings | N/A | Preformed Distribution Tie for 70mm HDBC with 120mm neck to Drawing Number 1.09.101.0660 | 250641 | Mosdorfer CCL Systems | Yes | Thailand |  |  | NPS/001/002 | 2018-11-28
Overhead | Helical Fittings | Helical Fittings | N/A | Preformed Distribution Tie for 200mm AAAC (Poplar) with 78mm Neck to Drawing Number 1.09.101.0660 sheet 2 | 249460 | Mosdorfer CCL Systems | Yes | Thailand |  |  | NPS/001/002 | 2018-11-28
Overhead | Helical Fittings | Helical Fittings | N/A | Preformed Distribution Tie for 200mm AAAC (Poplar) with 120mm Neck to Drawing Number 1.09.101.0660 sheet 2 | 249461 | Mosdorfer CCL Systems | Yes | Thailand |  |  | NPS/001/002 | 2018-11-28
Overhead | Helical Fittings | Helical Fittings | N/A | Preformed Distribution Tie for 100mm AAAC (Oak) with 78mm Neck to Drawing Number 1.09.101.0660 | 250590 | Mosdorfer CCL Systems | Yes | Thailand |  |  | NPS/001/002 | 2018-11-28
Overhead | Helical Fittings | Helical Fittings | N/A | Preformed Twingrip Uplift Tie for 50mm AAAC (Hazel) with 78mm Neck to Drawing Number 1.09.101.0142 | 251381 | Mosdorfer CCL Systems | Yes | Thailand |  |  | NPS/001/002 | 2018-11-28
Overhead | Helical Fittings | Helical Fittings | N/A | Preformed Twingrip Uplift Tie for 13mm Cadmium Copper with 78mm Neck to Drawing Number 1.09.101.0142 | 250834 | Mosdorfer CCL Systems | Yes | Thailand |  |  | NPS/001/002 | 2018-11-28
Overhead | Helical Fittings | Helical Fittings | N/A | Preformed Twingrip Uplift Tie for 32mm HDBC with 78mm Neck to Drawing Number 1.09.101.0142 | 251220 | Mosdorfer CCL Systems | Yes | Thailand |  |  | NPS/001/002 | 2018-11-28
Overhead | Helical Fittings | Helical Fittings | N/A | Preformed Guy Grip Dead End for 7/4.00mm Stay Wire to Drawing Number 1.09.101.0541 | 255217 | Mosdorfer CCL Systems | Yes | Thailand |  |  | NPS/001/002 | 2018-11-28
Overhead | Helical Fittings | Helical Fittings | N/A | Stay Wire Guard, 1.830mm (Yellow) for 7/4.00mm Stay Wire | 261970 | Mosdorfer CCL Systems | Yes | Thailand |  |  | NPS/001/002 | 2018-11-28
Overhead | Helical Fittings | Helical Fittings | N/A | Preformed Stay Insulator Link Assembly for 7/4.00mm Stay Wire to Drawing Number 1.00.043.9107 Sheet 3 | 260183 | Mosdorfer CCL Systems | Yes | Thailand |  |  | NPS/001/002 | 2018-11-28
Overhead | Helical Fittings | Helical Fittings | N/A | Preformed Shackled Stay Make-Off | 225367 | Mosdorfer CCL Systems | Yes | Thailand |  |  | NPS/001/002 | 2018-11-28
Overhead | Helical Fittings | Helical Fittings | N/A | Preformed Armour Splice for 7/4.00 Stay Wire to Drawing Number 1.09.101.0657 | 254089 | Mosdorfer CCL Systems | Yes | Thailand |  |  | NPS/001/002 | 2018-11-28
Overhead | Helical Fittings | Helical Fittings | N/A | Preformed Stay Extension for 7/8.0mm Stay Wire | 224311 | Mosdorfer CCL Systems | Yes | Thailand |  |  | NPS/001/002 | 2018-11-28
Overhead | Helical Fittings | Helical Fittings | N/A | Preformed Pole Top Dead End Stay Wrap for 7/4.0mm Stay Wire | 250209 | Mosdorfer CCL Systems | Yes | Thailand |  |  | NPS/001/002 | 2018-11-28
Overhead | Helical Fittings | Helical Fittings | N/A | Preformed Pole Top Make- Off for 7/4.0mm Stay Wire | 225342 | Mosdorfer CCL Systems | Yes | Thailand |  |  | NPS/001/002 | 2018-11-28
Overhead | Helical Fittings | Helical Fittings | N/A | Preformed Groove Side Tie for 50mm AAAC and ACSR with 78mm neck to Drawing Number 1.09.101.0662 | 257049 | Mosdorfer CCL Systems | Yes | Thailand |  |  | NPS/001/002 | 2018-11-28
Overhead | Helical Fittings | Helical Fittings | N/A | Preformed Side tie for 100mm AAAC (Oak) or 50mm XLPE Covered Conductor with 78mm neck to Drawing Number 1.09.101.0662. | 257068 | Mosdorfer CCL Systems | Yes | Thailand |  |  | NPS/001/002 | 2018-11-28
Overhead | Helical Fittings | Helical Fittings | N/A | Preformed Side Tie for 175mm AAAC and ACSR or 120mm XLPE covered conductor with 78mm neck to Drawing Number 1.09.101.0662. | 257053 | Mosdorfer CCL Systems | Yes | Thailand |  |  | NPS/001/002 | 2018-11-28
Overhead | Helical Fittings | Helical Fittings | N/A | Preformed Side Tie for 100mm AAAC (Oak) or 50mm XLPE covered conductor with 120mm neck to Drawing Number 1.09.101.0662. | 241375 | Mosdorfer CCL Systems | Yes | Thailand |  |  | NPS/001/002 | 2018-11-28
Overhead | Helical Fittings | Helical Fittings | N/A | Preformed Side Tie for 175mm AAAC and ACSR or 120mm XLPE covered conductor with 120mm neck to Drawing Number 1.09.101.0662. | 257072 | Mosdorfer CCL Systems | Yes | Thailand |  |  | NPS/001/002 | 2018-11-28
Overhead | Helical Fittings | Helical Fittings | N/A | Preformed Side Tie for 175mm ACSR (Lynx) with 120mm neck | 228833 | Mosdorfer CCL Systems | Yes | Thailand |  |  | NPS/001/002 | 2018-11-28
Overhead | Helical Fittings | Helical Fittings | N/A | Preformed Side Tie for 13mm Cadmium Copper with 78mm neck to Drawing Number 1.09.101.0662 | 241549 | Mosdorfer CCL Systems | Yes | Thailand |  |  | NPS/001/002 | 2018-11-28
Overhead | Helical Fittings | Helical Fittings | N/A | Preformed Side Tie for 16mm HDBC with 78mm neck | 228700 | Mosdorfer CCL Systems | Yes | Thailand |  |  | NPS/001/002 | 2018-11-28
Overhead | Helical Fittings | Helical Fittings | N/A | Preformed Side Tie for 0.05" Solid Copper with 78mm neck | 228890 | Mosdorfer CCL Systems | Yes | Thailand |  |  | NPS/001/002 | 2018-11-28
Overhead | Helical Fittings | Helical Fittings | N/A | Preformed Side Tie for 32mm HDBC (7/2.46mm Strands) with 78mm neck to Drawing Number 1.09.101.0662 | 241873 | Mosdorfer CCL Systems | Yes | Thailand |  |  | NPS/001/002 | 2018-11-28
Overhead | Helical Fittings | Helical Fittings | N/A | Preformed Side Tie for 32mm HDBC (3/3.75mm Strands) with 78mm neck to Drawing Number 1.09.101.0662 | 257104 | Mosdorfer CCL Systems | Yes | Thailand |  |  | NPS/001/002 | 2018-11-28
Overhead | Helical Fittings | Helical Fittings | N/A | Preformed Side Tie for 70mm HDBC with 78mm neck to Drawing Number 1.09.101.0662 | 241568 | Mosdorfer CCL Systems | Yes | Thailand |  |  | NPS/001/002 | 2018-11-28
Overhead | Helical Fittings | Helical Fittings | N/A | Preformed Side Tie for 100mm HDBC with 78mm neck to Drawing Number 1.09.101.0662 | 245910 | Mosdorfer CCL Systems | Yes | Thailand |  |  | NPS/001/002 | 2018-11-28
Overhead | Helical Fittings | Helical Fittings | N/A | Preformed Side Tie for 125mm HDBC with 78mm neck to Drawing Number 1.09.101.0662 | 241874 | Mosdorfer CCL Systems | Yes | Thailand |  |  | NPS/001/002 | 2018-11-28
Overhead | Helical Fittings | Helical Fittings | N/A | Preformed Side Tie for 70mm HDBC with 120mm neck | 228809 | Mosdorfer CCL Systems | Yes | Thailand |  |  | NPS/001/002 | 2018-11-28
Overhead | Helical Fittings | Helical Fittings | N/A | Preformed Side Tie for 100mm HDBC with 120mm neck | 228825 | Mosdorfer CCL Systems | Yes | Thailand |  |  | NPS/001/002 | 2018-11-28
Overhead | Helical Fittings | Helical Fittings | N/A | Preformed LV Intermediate tie for 50mm Aluminium to Drawing Number 1.09.119.3156 | 251288 | Mosdorfer CCL Systems | Yes | Thailand |  |  | NPS/001/002 | 2018-11-28
Overhead | Helical Fittings | Helical Fittings | N/A | Preformed LV Intermediate tie for 100mm Aluminium to Drawing Number 1.09.119.3156 | 251269 | Mosdorfer CCL Systems | Yes | Thailand |  |  | NPS/001/002 | 2018-11-28
Overhead | Helical Fittings | Helical Fittings | N/A | Preformed LV Intermediate tie for 32mm HDBC to Drawing Number 1.09.119.3156 | 251254 | Mosdorfer CCL Systems | Yes | Thailand |  |  | NPS/001/002 | 2018-11-28
Overhead | Helical Fittings | Helical Fittings | N/A | Preformed LV Intermediate tie for 70mm HDBC to Drawing Number 1.09.119.3156 | 251235 | Mosdorfer CCL Systems | Yes | Thailand |  |  | NPS/001/002 | 2018-11-28
Overhead | Helical Fittings | Helical Fittings | N/A | Preformed LV Intermediate tie for 32mm HD PVC Copper | 229088 | Mosdorfer CCL Systems | Yes | Thailand |  |  | NPS/001/002 | 2018-11-28
Overhead | Helical Fittings | Helical Fittings | N/A | Preformed LV Intermediate tie for 70mm HD PVC Copper | 229096 | Mosdorfer CCL Systems | Yes | Thailand |  |  | NPS/001/002 | 2018-11-28
Overhead | Helical Fittings | Helical Fittings | N/A | Preformed Spiral Wrap Vibration Dampers for 50mm XLPE to Drawing Number 1.09.101.0667 Sheet 6 | 241904 | Mosdorfer CCL Systems | Yes | Thailand |  |  | NPS/001/002 | 2018-11-28
Overhead | Helical Fittings | Helical Fittings | N/A | Preformed Spiral Wrap Vibration Dampers for 120mm XLPE to Drawing Number 1.09.101.0667 Sheet 6 | 241903 | Mosdorfer CCL Systems | Yes | Thailand |  |  | NPS/001/002 | 2018-11-28
Overhead | Helical Fittings | Helical Fittings | N/A | Preformed Spiral Wrap Vibration Dampers for 185mm XLPE to Drawing Number 1.09.101.0667 Sheet 6 | 241902 | Mosdorfer CCL Systems | Yes | Thailand |  |  | NPS/001/002 | 2018-11-28
Overhead | Helical Fittings | Helical Fittings | N/A | LV HELICAL SPACER FOR CONDUCTOR RANGE 6.55-8.88MM - 12 INCH SPACING (PS5225403R) App drawing 1091193154 sht2 | 254445 | Mosdorfer CCL Systems | Yes | Thailand |  |  | NPS/001/002 | 2018-11-28
Overhead | Helical Fittings | Helical Fittings | N/A | LV HELICAL SPACER FOR CONDUCTOR RANGE 6.55-8.88MM - 9 INCH SPACING (PS3710405R) App drawing 1091193154 sht2 | 254464 | Mosdorfer CCL Systems | Yes | Thailand |  |  | NPS/001/002 | 2018-11-28
Overhead | Helical Fittings | Helical Fittings | N/A | LV HELICAL SPACER FOR CONDUCTOR RANGE 8.89-12.06MM - 12 INCH SPACING (PS5225404R) App drawing 1091193154 sht2 | 254479 | Mosdorfer CCL Systems | Yes | Thailand |  |  | NPS/001/002 | 2018-11-28
Overhead | Helical Fittings | Helical Fittings | N/A | LV HELICAL SPACER FOR CONDUCTOR RANGE 8.89-12.06MM - 9 INCH SPACING (PS3710406R) App drawing 1091193154 sht2 | 254483 | Mosdorfer CCL Systems | Yes | Thailand |  |  | NPS/001/002 | 2018-11-28
Overhead | Helical Fittings | Helical Fittings | N/A | LV HELICAL SPACER FOR CONDUCTOR RANGE 12.07-16.35MM - 12 INCH SPACING (PS5225408R) App drawing 1091193154 sht2 | 254490 | Mosdorfer CCL Systems | Yes | Thailand |  |  | NPS/001/002 | 2018-11-28
Overhead | Helical Fittings | Helical Fittings | N/A | LV HELICAL SPACER FOR CONDUCTOR RANGE 12.07-16.35MM - 9 INCH SPACING (PS3710407R) App drawing 1091193154 sht2 | 254495 | Mosdorfer CCL Systems | Yes | Thailand |  |  | NPS/001/002 | 2018-11-28
Overhead | Helical Fittings | Helical Fittings | N/A | Preformed Repair Splice for 175mm AAAC (Elm) to Drawing Number 1.09.101.0657 Sheet 2 | 263177 | Allied Conductor | No | Spain |  |  | NPS/001/002 | 2018-11-28
Overhead | Helical Fittings | Helical Fittings | N/A | Preformed Repair Splice for 50mm AAAC (Hazel) to Drawing Number 1.09.101.0657 Sheet 2 | 263196 | Allied Conductor | No | Spain |  |  | NPS/001/002 | 2018-11-28
Overhead | Helical Fittings | Helical Fittings | N/A | Preformed Repair Splice for 100mm AAAC (Oak) to Drawing Number 1.09.101.0657 Sheet 2 | 263213 | Allied Conductor | No | Spain |  |  | NPS/001/002 | 2018-11-28
Overhead | Helical Fittings | Helical Fittings | N/A | Preformed Repair Splice for 175mm ACSR (Lynx) to Drawing Number 1.09.101.0657 Sheet 2 | 263228 | Allied Conductor | No | Spain |  |  | NPS/001/002 | 2018-11-28
Overhead | Helical Fittings | Helical Fittings | N/A | Preformed Repair Splice for 1" segmental ACSR to Drawing Number 1.09.101.0657 Sheet 2 | 265045 | Allied Conductor | No | Spain |  |  | NPS/001/002 | 2018-11-28
Overhead | Helical Fittings | Helical Fittings | N/A | Preformed Repair Splice for 150mm ACSR (Wolf) to Drawing Number 1.09.101.0657 Sheet 2 | 263232 | Allied Conductor | No | Spain |  |  | NPS/001/002 | 2018-11-28
Overhead | Helical Fittings | Helical Fittings | N/A | Preformed Repair Splice for 125mm HDBC to Drawing Number 1.09.101.0657 Sheet 1 | 263285 | Allied Conductor | No | Spain |  |  | NPS/001/002 | 2018-11-28
Overhead | Helical Fittings | Helical Fittings | N/A | Preformed Repair Splice for 32mm HDBC to Drawing Number 1.09.101.0657 Sheet 1 | 263355 | Allied Conductor | No | Spain |  |  | NPS/001/002 | 2018-11-28
Overhead | Helical Fittings | Helical Fittings | N/A | Repair Splice for70mm HDBC to Drawing Number 1.09.101.0657 Sheet 1 | 263266 | Allied Conductor | No | Spain |  |  | NPS/001/002 | 2018-11-28
Overhead | Helical Fittings | Helical Fittings | N/A | Preformed Repair Splice for 0.017" Cadmium Copper to Drawing Number 1.09.101.0657 Sheet 1 | 263336 | Allied Conductor | No | Spain |  |  | NPS/001/002 | 2018-11-28
Overhead | Helical Fittings | Helical Fittings | N/A | Preformed Repair Sleeve for 70mm ACSR (Horse) | 79319 | Allied Conductor | No | Spain |  |  | NPS/001/002 | 2018-11-28
Overhead | Helical Fittings | Helical Fittings | N/A | Preformed Repair Sleeve 175mm ACSR (Lynx) | 79327 | Allied Conductor | No | Spain |  |  | NPS/001/002 | 2018-11-28
Overhead | Helical Fittings | Helical Fittings | N/A | Preformed shunt splice for 70mm ACSR (Horse) | 79046 | Allied Conductor | No | Spain |  |  | NPS/001/002 | 2018-11-28
Overhead | Helical Fittings | Helical Fittings | N/A | Preformed shunt splice for 175mm ACSR (Lynx) | 79053 | Allied Conductor | No | Spain |  |  | NPS/001/002 | 2018-11-28
Overhead | Helical Fittings | Helical Fittings | N/A | Preformed Armour Splice .175"/175MM (30+7/2.79) - (Lynx) | 263247 | Allied Conductor | No | Spain |  |  | NPS/001/002 | 2018-11-28
Overhead | Helical Fittings | Helical Fittings | N/A | Limited Tension Preformed Dead End, for 25mm Split Concentric to Drawing Number 1.09.101.3152 | 255202 | Allied Conductor | No | Spain |  |  | NPS/001/002 | 2018-11-28
Overhead | Helical Fittings | Helical Fittings | N/A | Limited Tension Preformed Dead End, for 35mm Split Concentric to Drawing Number 1.09.101.3152 | 255344 | Allied Conductor | No | Spain |  |  | NPS/001/002 | 2018-11-28
Overhead | Helical Fittings | Helical Fittings | N/A | Limited Tension Preformed Dead End, Limited Tension for 25/35mm CNE Concentric to Drawing Number 1.09.101.3152 | 260431 | Allied Conductor | No | Spain |  |  | NPS/001/002 | 2018-11-28
Overhead | Helical Fittings | Helical Fittings | N/A | Limited Tension Preformed Dead End, Limited Tension for 16mm CNE Concentric | 223941 | Allied Conductor | No | Spain |  |  | NPS/001/002 | 2018-11-28
Overhead | Helical Fittings | Helical Fittings | N/A | Limited Tension Preformed Dead End, Limited Tension for 35mm 3 Phase CNE Concentric to Drawing Number 1.09.101.3152 | 252882 | Allied Conductor | No | Spain |  |  | NPS/001/002 | 2018-11-28
Overhead | Helical Fittings | Helical Fittings | N/A | Preformed LV Dead End for 16mm PVC Cu to Drawing Number 1.09.119.3155 | 251343 | Allied Conductor | No | Spain |  |  | NPS/001/002 | 2018-11-28
Overhead | Helical Fittings | Helical Fittings | N/A | Preformed LV Dead End for 32mm PVC Copper | 223859 | Allied Conductor | No | Spain |  |  | NPS/001/002 | 2018-11-28
Overhead | Helical Fittings | Helical Fittings | N/A | Preformed LV Dead End for 70mm PVC Copper | 223867 | Allied Conductor | No | Spain |  |  | NPS/001/002 | 2018-11-28
Overhead | Helical Fittings | Helical Fittings | N/A | Preformed LV Dead End for 50mm Aluminium to Drawing Number 1.09.119.3155 | 251324 | Allied Conductor | No | Spain |  |  | NPS/001/002 | 2018-11-28
Overhead | Helical Fittings | Helical Fittings | N/A | Preformed LV Dead End for 100mm Aluminium to Drawing Number 1.09.119.3155 | 251339 | Allied Conductor | No | Spain |  |  | NPS/001/002 | 2018-11-28
Overhead | Helical Fittings | Helical Fittings | N/A | Preformed LV Dead End for 32mm HDBC to Drawing Number 1.09.119.3155 | 251292 | Allied Conductor | No | Spain |  |  | NPS/001/002 | 2018-11-28
Overhead | Helical Fittings | Helical Fittings | N/A | Preformed LV Dead End for 70mm HDBC to Drawing Number 1.09.119.3155 | 251305 | Allied Conductor | No | Spain |  |  | NPS/001/002 | 2018-11-28
Overhead | Helical Fittings | Helical Fittings | N/A | Preformed Dead End for 0.025 sq. inch Solid Copper Conductor | 223883 | Allied Conductor | No | Spain |  |  | NPS/001/002 | 2018-11-28
Overhead | Helical Fittings | Helical Fittings | N/A | Preformed Distribution Dead End for 13mm Cadmium Copper to Drawing Number 1.09.101.0425 | 255306 | Allied Conductor | No | Spain |  |  | NPS/001/002 | 2018-11-28
Overhead | Helical Fittings | Helical Fittings | N/A | Preformed Distribution Dead End for 16mm HDBC | 223966 | Allied Conductor | No | Spain |  |  | NPS/001/002 | 2018-11-28
Overhead | Helical Fittings | Helical Fittings | N/A | Preformed Distribution Dead End for 0.05" Solid Copper | 223891 | Allied Conductor | No | Spain |  |  | NPS/001/002 | 2018-11-28
Overhead | Helical Fittings | Helical Fittings | N/A | Preformed Distribution Dead End for 32mm HDBC to Drawing Number 1.09.101.0425 | 255325 | Allied Conductor | No | Spain |  |  | NPS/001/002 | 2018-11-28
Overhead | Helical Fittings | Helical Fittings | N/A | Preformed Distribution Dead End for 0.1" HDBC to Drawing Number 1.09.101.0425 | 255359 | Allied Conductor | No | Spain |  |  | NPS/001/002 | 2018-11-28
Overhead | Helical Fittings | Helical Fittings | N/A | Preformed Distribution Dead End for 70mm HDBC to Drawing Number 1.09.101.0425 | 255363 | Allied Conductor | No | Spain |  |  | NPS/001/002 | 2018-11-28
Overhead | Helical Fittings | Helical Fittings | N/A | Preformed Distribution Dead End for 100mm HDBC to Drawing Number 1.09.101.0425 | 243277 | Allied Conductor | No | Spain |  |  | NPS/001/002 | 2018-11-28
Overhead | Helical Fittings | Helical Fittings | N/A | Preformed Distribution Dead End for 0.2" HDBC to Drawing Number 1.09.101.0425 | 255383 | Allied Conductor | No | Spain |  |  | NPS/001/002 | 2018-11-28
Overhead | Helical Fittings | Helical Fittings | N/A | Preformed Distribution Dead End for 50mm AAAC (Hazel) to Drawing Number 1.09.101.0425 | 255414 | Allied Conductor | No | Spain |  |  | NPS/001/002 | 2018-11-28
Overhead | Helical Fittings | Helical Fittings | N/A | Preformed Distribution Dead End for 100mm AAAC (Oak) to Drawing Number 1.09.101.0425 | 255429 | Allied Conductor | No | Spain |  |  | NPS/001/002 | 2018-11-28
Overhead | Helical Fittings | Helical Fittings | N/A | Preformed Distribution Dead End for 175mm AAAC (Elm) to Drawing Number 1.09.101.0425 | 255433 | Allied Conductor | No | Spain |  |  | NPS/001/002 | 2018-11-28
Overhead | Helical Fittings | Helical Fittings | N/A | Preformed Distribution Dead End for 0.1" HDBC (7/0.136) to Drawing No: 1.09.101.0425 | 255359 | Allied Conductor | No | Spain |  |  | NPS/001/002 | 2018-11-28
Overhead | Helical Fittings | Helical Fittings | N/A | Preformed Double Tie 11 kV 100 mm AAAC (Oak) | 229153 | Allied Conductor | No | Spain |  |  | NPS/001/002 | 2018-11-28
Overhead | Helical Fittings | Helical Fittings | N/A | Preformed Double Tie 33 kV 175 mm ACSR (Lynx) | 229161 | Allied Conductor | No | Spain |  |  | NPS/001/002 | 2018-11-28
Overhead | Helical Fittings | Helical Fittings | N/A | Preformed Double Tie 11 kV 70 mm HDBC | 228783 | Allied Conductor | No | Spain |  |  | NPS/001/002 | 2018-11-28
Overhead | Helical Fittings | Helical Fittings | N/A | Preformed Double Tie 33 kV 70 mm HDBC | 228791 | Allied Conductor | No | Spain |  |  | NPS/001/002 | 2018-11-28
Overhead | Helical Fittings | Helical Fittings | N/A | Preformed Double Tie 33 kV 100 mm HDBC | 228817 | Allied Conductor | No | Spain |  |  | NPS/001/002 | 2018-11-28
Overhead | Helical Fittings | Helical Fittings | N/A | Preformed Distribution Tie for 50mm AAAC and ACSR with 78mm neck to Drawing Number 1.09.101.0660 | 249521 | Allied Conductor | No | Spain |  |  | NPS/001/002 | 2018-11-28
Overhead | Helical Fittings | Helical Fittings | N/A | Preformed Distribution Tie for 100mm AAAC (Oak) or 50mm XLPE Covered Conductor with 78mm neck to Drawing Number 1.09.101.0660For use on 50mm XLPE covered conductor. | 250590 | Allied Conductor | No | Spain |  |  | NPS/001/002 | 2018-11-28
Overhead | Helical Fittings | Helical Fittings | N/A | Preformed Distribution Tie for 175mm AAAC (Elm) or 120mm XLPE Covered Conductor with 78mm neck to Drawing Number 1.09.101.0660. For use on 120mm | 249589 | Allied Conductor | No | Spain |  |  | NPS/001/002 | 2018-11-28
Overhead | Helical Fittings | Helical Fittings | N/A | Pre-formed Distribution Tie for 100mm AAAC (Oak) or 50mm XLPE Covered Conductor with 120mm neck to Drawing Number 1.09.101.0660. | 250603 | Allied Conductor | No | Spain |  |  | NPS/001/002 | 2018-11-28
Overhead | Helical Fittings | Helical Fittings | N/A | Preformed Distribution Tie for 150mm ACSR (Wolf) with 120mm neck to Drawing Number 1.09.101.0660. For use on 120mm. | 250694 | Allied Conductor | No | Spain |  |  | NPS/001/002 | 2018-11-28
Overhead | Helical Fittings | Helical Fittings | N/A | Preformed Distribution Tie for 175mm AAAC (Elm) or 120mm XLPE covered conductor with 120mm neck to Drawing Number 1.09.101.0660 | 250675 | Allied Conductor | No | Spain |  |  | NPS/001/002 | 2018-11-28
Overhead | Helical Fittings | Helical Fittings | N/A | Preformed Distribution Tie for 0.114" ACSR (Segmental) with 78mm neck to Drawing Number 1.09.101.0660 | 250637 | Allied Conductor | No | Spain |  |  | NPS/001/002 | 2018-11-28
Overhead | Helical Fittings | Helical Fittings | N/A | Preformed Distribution Tie for 0.025" Solid HDBC with 78mm neck | 228841 | Allied Conductor | No | Spain |  |  | NPS/001/002 | 2018-11-28
Overhead | Helical Fittings | Helical Fittings | N/A | Preformed Distribution Tie for 13mm Cadmium Copper with 78mm neck to Drawing Number 1.09.101.0660 | 249502 | Allied Conductor | No | Spain |  |  | NPS/001/002 | 2018-11-28
Overhead | Helical Fittings | Helical Fittings | N/A | Preformed Distribution Tie for 16mm HDBC with 78mm neck to Drawing Number 1.09.101.0660 | 249447 | Allied Conductor | No | Spain |  |  | NPS/001/002 | 2018-11-28
Overhead | Helical Fittings | Helical Fittings | N/A | Preformed Distribution Tie for 0.05" Solid HDBC with 78mm neck | 228874 | Allied Conductor | No | Spain |  |  | NPS/001/002 | 2018-11-28
Overhead | Helical Fittings | Helical Fittings | N/A | Preformed Distribution Tie for 32mm (7 x 2.46) HDBC with 78mm neck to Drawing Number 1.09.101.0660 | 249451 | Allied Conductor | No | Spain |  |  | NPS/001/002 | 2018-11-28
Overhead | Helical Fittings | Helical Fittings | N/A | Preformed Distribution Tie for 32mm (3 x 3.75) HDBC with 78mm neck to Drawing Number 1.09.101.0660 | 249470 | Allied Conductor | No | Spain |  |  | NPS/001/002 | 2018-11-28
Overhead | Helical Fittings | Helical Fittings | N/A | Preformed Distribution Tie for 70mm HDBC with 78mm neck to Drawing Number 1.09.101.0660 | 249536 | Allied Conductor | No | Spain |  |  | NPS/001/002 | 2018-11-28
Overhead | Helical Fittings | Helical Fittings | N/A | Preformed Distribution Tie for 100mm HDBC with 78mm neck to Drawing Number 1.09.101.0660 | 249540 | Allied Conductor | No | Spain |  |  | NPS/001/002 | 2018-11-28
Overhead | Helical Fittings | Helical Fittings | N/A | Preformed Distribution Tie for 125mm HDBC with 78mm neck to Drawing Number 1.09.101.0660 | 249574 | Allied Conductor | No | Spain |  |  | NPS/001/002 | 2018-11-28
Overhead | Helical Fittings | Helical Fittings | N/A | Preformed Distribution Tie for 70mm HDBC with 120mm neck to Drawing Number 1.09.101.0660 | 250641 | Allied Conductor | No | Spain |  |  | NPS/001/002 | 2018-11-28
Overhead | Helical Fittings | Helical Fittings | N/A | Preformed Distribution Tie for 200mm AAAC (Poplar) with 78mm Neck to Drawing Number 1.09.101.0660 sheet 2 | 249460 | Allied Conductor | No | Spain |  |  | NPS/001/002 | 2018-11-28
Overhead | Helical Fittings | Helical Fittings | N/A | Preformed Distribution Tie for 200mm AAAC (Poplar) with 120mm Neck to Drawing Number 1.09.101.0660 sheet 2 | 249461 | Allied Conductor | No | Spain |  |  | NPS/001/002 | 2018-11-28
Overhead | Helical Fittings | Helical Fittings | N/A | Preformed Distribution Tie for 100mm AAAC (Oak) with 78mm Neck to Drawing Number 1.09.101.0660 | 250590 | Allied Conductor | No | Spain |  |  | NPS/001/002 | 2018-11-28
Overhead | Helical Fittings | Helical Fittings | N/A | Preformed Guy Grip Dead End for 7/4.00mm Stay Wire to Drawing Number 1.09.101.0541 | 255217 | Allied Conductor | No | Spain |  |  | NPS/001/002 | 2018-11-28
Overhead | Helical Fittings | Helical Fittings | N/A | Preformed Stay Insulator Link Assembly for 7/4.00mm Stay Wire to Drawing Number 1.00.043.9107 Sheet 3 | 260183 | Allied Conductor | No | Spain |  |  | NPS/001/002 | 2018-11-28
Overhead | Helical Fittings | Helical Fittings | N/A | Preformed Pole Top Make- Off for 7/4.0mm Stay Wire | 225342 | Allied Conductor | No | Spain |  |  | NPS/001/002 | 2018-11-28
Overhead | Helical Fittings | Helical Fittings | N/A | Preformed Groove Side Tie for 50mm AAAC and ACSR with 78mm neck to Drawing Number 1.09.101.0662 | 257049 | Allied Conductor | No | Spain |  |  | NPS/001/002 | 2018-11-28
Overhead | Helical Fittings | Helical Fittings | N/A | Preformed Side tie for 100mm AAAC (Oak) or 50mm XLPE Covered Conductor with 78mm neck to Drawing Number 1.09.101.0662. | 257068 | Allied Conductor | No | Spain |  |  | NPS/001/002 | 2018-11-28
Overhead | Helical Fittings | Helical Fittings | N/A | Preformed Side Tie for 175mm AAAC and ACSR or 120mm XLPE covered conductor with 78mm neck to Drawing Number 1.09.101.0662. | 257053 | Allied Conductor | No | Spain |  |  | NPS/001/002 | 2018-11-28
Overhead | Helical Fittings | Helical Fittings | N/A | Preformed Side Tie for 100mm AAAC (Oak) or 50mm XLPE covered conductor with 120mm neck to Drawing Number 1.09.101.0662. | 241375 | Allied Conductor | No | Spain |  |  | NPS/001/002 | 2018-11-28
Overhead | Helical Fittings | Helical Fittings | N/A | Preformed Side Tie for 175mm AAAC and ACSR or 120mm XLPE covered conductor with 120mm neck to Drawing Number 1.09.101.0662. | 257072 | Allied Conductor | No | Spain |  |  | NPS/001/002 | 2018-11-28
Overhead | Helical Fittings | Helical Fittings | N/A | Preformed Side Tie for 175mm ACSR (Lynx) with 120mm neck | 228833 | Allied Conductor | No | Spain |  |  | NPS/001/002 | 2018-11-28
Overhead | Helical Fittings | Helical Fittings | N/A | Preformed Side Tie for 13mm Cadmium Copper with 78mm neck to Drawing Number 1.09.101.0662 | 241549 | Allied Conductor | No | Spain |  |  | NPS/001/002 | 2018-11-28
Overhead | Helical Fittings | Helical Fittings | N/A | Preformed Side Tie for 16mm HDBC with 78mm neck | 228700 | Allied Conductor | No | Spain |  |  | NPS/001/002 | 2018-11-28
Overhead | Helical Fittings | Helical Fittings | N/A | Preformed Side Tie for 0.05" Solid Copper with 78mm neck | 228890 | Allied Conductor | No | Spain |  |  | NPS/001/002 | 2018-11-28
Overhead | Helical Fittings | Helical Fittings | N/A | Preformed Side Tie for 32mm HDBC (7/2.46mm Strands) with 78mm neck to Drawing Number 1.09.101.0662 | 241873 | Allied Conductor | No | Spain |  |  | NPS/001/002 | 2018-11-28
Overhead | Helical Fittings | Helical Fittings | N/A | Preformed Side Tie for 32mm HDBC (3/3.75mm Strands) with 78mm neck to Drawing Number 1.09.101.0662 | 257104 | Allied Conductor | No | Spain |  |  | NPS/001/002 | 2018-11-28
Overhead | Helical Fittings | Helical Fittings | N/A | Preformed Side Tie for 70mm HDBC with 78mm neck to Drawing Number 1.09.101.0662 | 241568 | Allied Conductor | No | Spain |  |  | NPS/001/002 | 2018-11-28
Overhead | Helical Fittings | Helical Fittings | N/A | Preformed Side Tie for 100mm HDBC with 78mm neck to Drawing Number 1.09.101.0662 | 245910 | Allied Conductor | No | Spain |  |  | NPS/001/002 | 2018-11-28
Overhead | Helical Fittings | Helical Fittings | N/A | Preformed Side Tie for 125mm HDBC with 78mm neck to Drawing Number 1.09.101.0662 | 241874 | Allied Conductor | No | Spain |  |  | NPS/001/002 | 2018-11-28
Overhead | Helical Fittings | Helical Fittings | N/A | Preformed Side Tie for 70mm HDBC with 120mm neck | 228809 | Allied Conductor | No | Spain |  |  | NPS/001/002 | 2018-11-28
Overhead | Helical Fittings | Helical Fittings | N/A | Preformed Side Tie for 100mm HDBC with 120mm neck | 228825 | Allied Conductor | No | Spain |  |  | NPS/001/002 | 2018-11-28
Overhead | Helical Fittings | Helical Fittings | N/A | Preformed LV Intermediate tie for 50mm Aluminium to Drawing Number 1.09.119.3156 | 251288 | Allied Conductor | No | Spain |  |  | NPS/001/002 | 2018-11-28
Overhead | Helical Fittings | Helical Fittings | N/A | Preformed LV Intermediate tie for 100mm Aluminium to Drawing Number 1.09.119.3156 | 251269 | Allied Conductor | No | Spain |  |  | NPS/001/002 | 2018-11-28
Overhead | Helical Fittings | Helical Fittings | N/A | Preformed LV Intermediate tie for 32mm HDBC to Drawing Number 1.09.119.3156 | 251254 | Allied Conductor | No | Spain |  |  | NPS/001/002 | 2018-11-28
Overhead | Helical Fittings | Helical Fittings | N/A | Preformed LV Intermediate tie for 70mm HDBC to Drawing Number 1.09.119.3156 | 251235 | Allied Conductor | No | Spain |  |  | NPS/001/002 | 2018-11-28
Overhead | Helical Fittings | Helical Fittings | N/A | Preformed LV Intermediate tie for 32mm HD PVC Copper | 229088 | Allied Conductor | No | Spain |  |  | NPS/001/002 | 2018-11-28
Overhead | Helical Fittings | Helical Fittings | N/A | Preformed LV Intermediate tie for 70mm HD PVC Copper | 229096 | Allied Conductor | No | Spain |  |  | NPS/001/002 | 2018-11-28
Plant & Switchgear | Package SS | CC-TX+5W-LV | 20kV | 500kVA, 20kV-433V, 3 phase, Cable Connected Style, Ground Mounted Tx with Close Coupled 5-way LV Cabinet. Phase reversed. | 380464 | Kyte Powertech (CG Power) | Yes | Cavan, Ireland | 208-EM11659.1 (ZENNPG050020CC2) | Tier 2 Version TX Approved from 01/08/22 | NPS/003/011 | 2022-08-01
Plant & Switchgear | Package SS | CC-TX+7W-LV | 20KV | 500kVA, 20kV-433V, 3 phase, Cable Connected Style, Ground Mounted Tx with Close Coupled 7-way LV Cabinet. Phase reversed. | 380465 | Kyte Powertech (CG Power) | Yes | Cavan, Ireland | 208-EM11659.1 (ZENNPG050020CC2) | Tier 2 Version TX Approved from 01/08/22 | NPS/003/011 | 2022-08-01
Plant & Switchgear | Switchgear | Distribution RMU | 20kV | 20kV ABB SafePlus CCV INDOOR 200A CB RMU. 2x 630A Sw-discnctrs + 1x 200A VCB w REJ603 v3 relay. CTs & FPI on LH RSw. VPIS on all ccts, Protn CTs 50-100-200/1 A, 10P10 (Ø50mm). SF6 Low alarm | 215960 | ABB | Yes | Skien, Norway | Safeplus CCV 200A CB with REJ603 V3 relay, Y6 Trip coil only) - | 2018 Version | NPS/003/014 | 2018-11-30
Plant & Switchgear | Switchgear | Distribution | 20kV | 20kV ABB SafePlus CCV INDOOR 630A CB RMU. 2x 630A Sw-discnctrs + 1x 630A VCB w REJ603 v3 relay. CTs & FPI on LH RSw. VPIS on all ccts, Protn CTs 300-600/1 A, 10P10 (Ø50mm). SF6 Low alarm | 215961 | ABB | Yes | Skien, Norway | Safeplus CCV 630A CB with REJ603 V3 relay, Y6 Trip coil only) - | 2018 Version | NPS/003/014 | 2018-11-30
Plant & Switchgear | Switchgear | Distribution | 20kV | 20kV ABB SafePlus INDOOR CVV RMU. 1x 630A Sw-disc + 1x 200A VCB (50-100-200/1 A CTs) + 630A VCB (300-600/1A CTs) 2x REJ603 v3 relays. CTs & FPI on RSw. VPIS all ccts. SF6 Low alarm | 215962 | ABB | Yes | Skien, Norway |  | 2018 Version | NPS/003/014 | 2018-11-30
Plant & Switchgear | Switchgear | Distribution | 20kV | 20kV ABB SafePlus Extnded INDOOR CCVV RMU. 2x 630A Sw-discnctrs + 1x 200A VCB (50-100-200/1 A CTs) + 1x 630A VCB (300-600/1A CTs) 2x REJ603 v3 relays. CTs & FPI on LH RSw. VPIS all ccts. SF6 Low alarm | 215963 | ABB | Yes | Skien, Norway |  | 2018 Version | NPS/003/014 | 2018-11-30
Plant & Switchgear | Switchgear | Distribution | 20kV | 20kV ABB SafePlus Extnded INDOOR CCVC RMU. 2x Sw-discnctrs + 1x 200A VCB (50-100-200/1 A CTs) w REJ603 v3 relay + 1x Sw-discnctr. CTs & FPI on LH RSw. VPIS all ccts. SF6 Low alarm | 216080 | ABB | Yes | Skien, Norway |  | 2018 Version | NPS/003/014 | 2018-11-30
Plant & Switchgear | Switchgear | Distribution | 20kV | 20kV ABB SafePlus Extnded INDOOR CCVV RMU. 2x 630A Sw-discnctrs + 2x 200A VCB w (50-100-200/1 A CTs). 2x REJ603 v3 relays. CTs & FPI on LH RSw. VPIS all ccts. SF6 Low alarm | 215964 | ABB | Yes | Skien, Norway |  | 2018 Version | NPS/003/014 | 2018-11-30
Plant & Switchgear | Switchgear | Distribution | 20kV | 20kV Extnsbl INDOOR Bus Section 630A CB Sw-panel. ABB Safeplus "V" Vacuum CB, three posn isolator/earth sw-panel. 630A CB with REJ603 V3 relay, VPIS, 300-600-1 CTs. SF6 Low alarm | 216081 | ABB | Yes | Skien, Norway |  | 2018 Version | NPS/003/014 | 2018-11-30
Plant & Switchgear | Switchgear | Distribution | 20kV | 20kV INDOOR Extension Bus Section 630A CB Sw-panel. 1x Cable connect D panel + 1x Safeplus 630A CB V panel w REJ603 v3 relay, VPIS, 300-600-1 CTs, SF6 Low alarm contact. | 216082 | ABB | Yes | Skien, Norway |  | 2018 Version | NPS/003/014 | 2018-11-30
Plant & Switchgear | Switchgear | Distribution | 20kV | 20kV INDOOR Extnsble 630A Busbar earthing Sw-panel. ABB Safeplus De direct cable connection with earthing switch panel. 630A Earthing switch, VPIS, SF6 Low alarm contact | 216083 | ABB | Yes | Skien, Norway |  | 2018 Version | NPS/003/014 | 2018-11-30
Plant & Switchgear | Switchgear | Distribution | 20kV | 20kV INDOOR Extnsble ABB Safeplus 630A VCB Sw panel. Three posn isolator/earth sw w REJ603 v3 relay, VPIS, 300-600-1 CTs, inc Aux Posn switches on CB, Sw Disconctr & Earth Sw. SF6 Low alarm | 216084 | ABB | Yes | Skien, Norway |  | 2018 Version | NPS/003/014 | 2018-11-30
Plant & Switchgear | Switchgear | Distribution | 20kV | 20kV INDOOR Extensbl ABB Safeplus "C" 630A Sw-panel. 3 posn load break Sw-discnctr & earthing switch. VPIS, inc Aux Posn switches on Sw Disconctr & Earth Sw. SF6 Low alarm contact | 216085 | ABB | Yes | Skien, Norway |  | 2018 Version | NPS/003/014 | 2018-11-30
Plant & Switchgear | Switchgear | Distribution Metering Unit | 20kV | 20kV INDOOR Metering Assy -ABB SafePlus CCSVBrMD. 2x 630A Sw-disc, BB Sctn 630A V CB 3 posn isolator/earth sw, M panel +D cable conn panel. CT's 50-5/1 Class 0.2s, VT's 30VA Class 3P. SF6 Low alarm | 215965 | ABB | Yes | Skien, Norway |  | 2018 Version | NPS/003/014 | 2018-11-30
Plant & Switchgear | Switchgear | Distribution Metering Unit | 20kV | 20kV INDOOR Metering Assy -ABB SafePlus CCSVBrMD. 2x 630A Sw-disc, BB Sctn 630A V CB 3 posn isolator/earth sw, M panel +D cable conn panel. CT's 100-5/1 Class 0.2s, VT's 30VA Class 3P. SF6 Low alarm | 215966 | ABB | Yes | Skien, Norway |  | 2018 Version | NPS/003/014 | 2018-11-30
Plant & Switchgear | Switchgear | Distribution Metering Unit | 20kV | 20kV INDOOR Metering Assy -ABB SafePlus CCSVBrMD. 2x 630A Sw-disc, BB Sctn 630A V CB 3 posn isolator/earth sw, M panel +D cable conn panel. CT's 200-5/1 Class 0.2s, VT's 30VA Class 3P. SF6 Low alarm | 215967 | ABB | Yes | Skien, Norway |  | 2018 Version | NPS/003/014 | 2018-11-30
Plant & Switchgear | Switchgear | Distribution Switchgear Ancillary | 20kV | 20kV RMU Ancillary - ABB SafePlus Remote control motorisation Factory Fitted on 200A Circuit Breaker "V " panel. | 215969 | ABB | Yes | Skien, Norway | 1DVC000005R1 - (24VDC) | 2018 Version | NPS/003/014 | 2018-11-30
Plant & Switchgear | Switchgear | Distribution Switchgear Ancillary | 20kV | 20kV RMU Ancillary - ABB SafePlus Remote control motorisation Factory Fitted on 630A Circuit Breaker"V " panel. | 215970 | ABB | Yes | Skien, Norway | 1DVC000005R1 - (24VDC) | 2018 Version - Additional code to add option to Switchgear | NPS/003/014 | 2018-11-30
Plant & Switchgear | Switchgear | Distribution Switchgear Ancillary | 20kV | 20kV RMU Ancillary - ABB SafePlus Remote control motorisation Factory Fitted on the Left Hand "A01" 630A Switch-disconnector "C " panel. | 215971 | ABB | Yes | Skien, Norway | 1DVC000002R1 - (24VDC) | 2018 Version - Additional code to add option to Switchgear | NPS/003/014 | 2018-11-30
Plant & Switchgear | Switchgear | Distribution Switchgear Ancillary | 20kV | 20kV RMU Ancillary - ABB SafePlus Remote control motorisation Factory Fitted on the first TWO 630A Switch-disconnector "C " panels on a CCV or CCVV. Also includes an added FPI on the second switch. | 215973 | ABB | Yes | Skien, Norway | (2x) 1DVC000002R1 - (24VDC) & 1 CableTroll 2350 NPG (Incl. CT) | 2018 Version - Additional code to add option to Switchgear | NPS/003/014 | 2018-11-30
Plant & Switchgear | Switchgear | Distribution Switchgear Ancillary | 20kV | 20kV RMU Ancillary - ABB SafePlus Remote control motorisation Factory Fitted on the all THREE 630A Switch-disconnector "C " panels on a CCVC. Also includes added FPIs on motorised switches | 215974 | ABB | Yes | Skien, Norway | (3x) 1DVC000001R1 - (24VDC) | 2018 Version - Additional code to add option to Switchgear | NPS/003/014 | 2018-11-30
Plant & Switchgear | Switchgear | Distribution Switchgear Ancillary | 20kV | 20kV RMU Ancillary - ABB SafePlus Additional FPI Factory Fitted on the SECOND 630A Switch-disconnector "C " panel on a CCV | 215982 | ABB | Yes | Skien, Norway | CableTroll 2350 NPG (Incl CT) | 2018 Version - Additional code to add option to Switchgear | NPS/003/014 | 2018-11-30
Plant & Switchgear | Switchgear | Distribution Switchgear Ancillary | 20kV | 20kV RMU Ancillary - ABB SafePlus. TWO Additional FPIs Factory Fitted on the SECOND and THIRD 630A Switch-disconnector "C " panels on a CCVC | 215983 | ABB | Yes | Skien, Norway | (2X) CableTroll 2350 NPG (Incl CT) | 2018 Version - Additional code to add option to Switchgear | NPS/003/014 | 2018-11-30
Plant & Switchgear | Switchgear | Distribution Switchgear Ancillary | 20kV | 20kV RMU Ancillary -Protection - ABB SafePlus Factory Fitted option of a Y1 Remote Trip coil addition on a 630A CB V panel. | 215976 | ABB | Yes | Skien, Norway | 1VDC000008R1 (24V / 30V DC) | 2018 Version - Additional code to add option to Switchgear | NPS/003/014 | 2018-11-30
Plant & Switchgear | Switchgear | Distribution Switchgear Ancillary | 20kV | 20kV RMU Ancillary - Outdoor Enclosure for ABB SafeRing or SafePlus CCV RMU | 215977 | ABB | Yes | Skien, Norway | 2RAA021780A0001 | 2018 Version - Junior 100 Enclosure only | NPS/003/014 | 2018-11-30
Plant & Switchgear | Switchgear | Distribution Switchgear Ancillary | 20kV | 20kV Extensible ABB SafePlus- Ancillary - Option For Future Connection Of Busbars On Adjacent ABB Safeplus Switchgear Panels. | 215978 | ABB | Yes | Skien, Norway | Use NPg commodity code | 2018 Version - N/A: this to be specified together with the switchgear as "Prepared for future exdtension incl. Dead end" | NPS/003/014 | 2018-11-30
Plant & Switchgear | Switchgear | Distribution Switchgear Ancillary | 20kV | 20kV Metering - Ancillary - 0.5A HRC HV VT Fuses For Safeplus Metering Units Set Of Three Fuse Links | 215979 | ABB | Yes | Skien, Norway | NHSN706046P20 | Consumable spares | NPS/003/014 | 2018-11-30
Plant & Switchgear | Switchgear | Distribution Switchgear Ancillary | 20kV | 20kV Extnsibl sw-panel - Ancillary. Busbar Kit for connecting ABB SafePlus panels together where equipped with TOP mounted external bushings. Kit comprising 3 x busbar + 2 x T-set + cover | 216086 | ABB | Yes | Skien, Norway | Use NPg commodity code | Complete set of Busbar between two standard units (Not M panel): Busbar: NHSN620024P0364 (x3) End adapter kit 2pcs: NHSN620024P1 (x2) Distance piece: NHP304588P0 (x2) Busbar Cover: NHP201645P1 (x2) | NPS/003/014 | 2018-11-30
Plant & Switchgear | Switchgear | Distribution RMU | 20kV | 20kV RMU Non-Extensible (OUTDOOR) -. Lucy VRN24 THM0043100. 400A Ring Main Unit with TLF protn. 2x 630A RSw disconnectors + 1x 400A Vacuum CB. CTs & Nortroll 2350 FPI on LHS Ring Sw. VPIS, bushing mounted Protn CTs type 40/70-5 A, ,pre-wired for actuators on fdrs, insulated stud, SF6 alarm contact. Excl gland plates | 216092 | Lucy Electric | Yes | Dubai, UAE | THM0043100 | 2018 Version - Sabre VRN24 (400A CB with TLF ) | NPS/003/014 | 2018-11-30
Plant & Switchgear | Switchgear | Distribution RMU | 20kV | 20kV RMU Non-Extensible (OUTDOOR) -. Lucy VRN24 THM0112243. 400A Ring Main Unit with SIA-C relay protn. 2x 630A RSw disconnectors + 1x 400A Vacuum CB. CTs & Nortroll 2350 FPI on LHS Ring Sw. VPIS, bushing mounted Protn CTs type 40/70-5 A pre-wired for actuators on fdrs, insulated stud, SF6 alarm contact. Excl gland plates | 216087 | Lucy Electric | Yes | Dubai, UAE | THM0112243 | 2018 Version - Sabre VRN24 (400A CB with SIA-C Relay | NPS/003/014 | 2023-07-19
Plant & Switchgear | Batteries & Chargers | 30V Dist Tripping | 30VDC | 7.5Ah 30V Switch Tripping Primary Cell Lithium-Ion Battery Unit complete with a monitoring/alarm facility in accordance with Northern Powergrid NSP003002 | 290312 | HBL NiCad | Yes | Rugby, UK | HBL LST 7.5Ah | Non-rechargeable Lithium Ion Cells. Wall Mount. On contract from Oct 2018 | NPS/003/002 | 2018-11-30
Plant & Switchgear | Batteries & Chargers | 30V Dist Tripping | 30VDC | 10Ah, STANDARD 30V STANDING LOAD Switch Tripping Unit consisting of Sealed Secondary Lead Acid Battery cells complete with a suitable charging/monitoring/alarm facility in accordance with Northern Powergrid NSP003002 | 290310 | PB Design & Developments | Yes | Bristol, England | PCS13-030-005-2A-10Ah-NPg | Constant V charger cw LA Cells. Wall mount. On contract from Oct 2018 | NPS/003/002 | 2018-11-30
Plant & Switchgear | Batteries & Chargers | 30V Dist Tripping | 30VDC | 24Ah, ENHANCED 30V Switch Tripping Unit consisting of Low Maintenance Secondary Nickel Cadmium Battery cells complete with a suitable charging/monitoring/alarm facility in accordance with Northern Powergrid NSP003002 | 290311 | PB Design & Developments | Yes | Bristol, England | PCS13-030-06-24A-10Ah-NPg | Hi-capacity Constant Current charger with low maint Nicad cells. Floor mounted | NPS/003/002 | 2018-11-30
Plant & Switchgear | RTU (Remote Terminal Unit) | Callisto NX NPG 3 Sw LCU | N/A | Callisto NX NPG 3 Sw LCU Shallow - 1000mm(H)x390mm(W)x150mm(D) | N/A | REMSDAQ | Yes |  | F005023 | From 2018 onwards | NPS003017 | 2018-12-11
Plant & Switchgear | RTU (Remote Terminal Unit) | Gemini 3 NPg Shallow | N/A | Gemini 3 NPg Shallow - 1000mm(H)x375mm(W)x150mm(D) | N/A | Lucy Electric | Yes |  |  | From 2018 onwards | NPS003017 | 2018-12-11
Plant & Switchgear | LVAC Board | Primary Substation | LV | System 50 LVAC Board | N/A | Charnvel Ltd | Yes | Nottingham, UK. |  | From 2018 onwards - Primary Sites. Boards for other Major substations to be FAT prior to acceptance | NPS003010 | 2018-12-11
Underground | Cable Ducts and Protective Tiles/Tape | Tile Tape | N/A | Tile Tape 200mm x 40M x 2.5mm | 140761 | Polypipe | No | UK |  |  | NPS/002/003 | 2024-11-12
Underground | Cable Ducts and Protective Tiles/Tape | Tile Tape | N/A | Tile Tape 150mm x 40M x 2.5mm | 140765 | Polypipe | No | UK |  |  | NPS/002/003 | 2024-11-12
Underground | Cable Ducts and Protective Tiles/Tape | Tile | N/A | Tile c/w Pegs 1000mm x 244mm x 12mm | 261925 | Polypipe | No | UK |  |  | NPS/002/003 | 2024-11-12
Underground | Cable Ducts and Protective Tiles/Tape | Ducts | N/A | Smooth Walled uPVC Duct 100mm (id) Class 1 150mm (id) Class 1 | Various | Polypipe | No | UK |  |  | NPS/002/003 | 2024-11-12
Underground | Cable Ducts and Protective Tiles/Tape | Ducts | N/A | Twin Walled uPVC Rigid Duct (various length’s and sizes) | Various | Polypipe | No | UK |  |  | NPS/002/003 | 2024-11-12
Miscellaneous | Fibre Optic Components | Joints | N/A | OPGW to OPGW Splice Box Up to 48 fibres |  | AFL | Yes |  | TCD 190-D | Added to list by GH 29/01/19 |  | 2019-01-29
Miscellaneous | Fibre Optic Components | Joints | N/A | Skywrap to Skywrap Splice Box Up to 48 fibres |  | AFL | Yes |  | TCD 190-A | Added to list by GH 29/01/20 |  | 2019-01-29
Miscellaneous | Fibre Optic Components | Joints | N/A | Skywrap to Underground Fibre Cable Splice Box Up to 48 fibres |  | AFL | Yes |  | TCD 190-B | Added to list by GH 29/01/21 |  | 2019-01-29
Plant & Switchgear | Electrical Insulating Fluid | Insulating Oil | N/A | Nytro Taurus Insulating oil | n/a | Nynas | No | Madrid, Spain | Nytro Taurus | Supplied in new transformers from Efacec | NPS/003/019 | 2019-01-31
Underground | Cable | 300-1200mm | 132kV | 300- 1200mm2: Single Core Cable: Stranded copper conductor. Triple extruded XLPE insulation. min thicknes of insultion 15mm Water sellable tapes above and below cu screen wires Lead Alloy outer Sheath/Bitumen Layer PE outer sheath with conducting layer TO NPS spec 002/023 | Not Currently Stocked | Telefonika Kable | Yes | Bydgoszcz, Poland |  | Update to include 1200mm which TFK have succesfully manufactured 2021. Updated: Cable manufactured with Bitumen Tape applied between the oversheath and lead sheath Contact cable manufacturer for accessories to be used for cable systems as defined in IEC 60840, clause 12 | NPS/002/023 | 2023-08-01
Underground | Cable Terminations Outdoor | Cable Terminations | 132kV | Outdoor Termination is self-supporting and can be installed with various top bolts for bus-bar applications. Cable dimensions must be given when ordering unit. | Not a Stock Item | PfIsterer | Yes | Altdorf, Switzerland | ESS145 | Product type updated to state indoor or outdoor. Product description updated to include more detail | NPS/002/018 | 2021-12-29
Overhead | Compression Fittings | Anchor Clamp | N/A | Compression Fitting, Anchor Clamp for 200mm AAAC (M20 Clevis) end fittings, c/w Straight Jumper (M20)- drawing 50.65.80.02 | n/a | Allied Insulators | No | Dalekovod products, Zagreb, Croatia | 50.65.80.02 |  | NPS/001/016 | 2019-04-04
Overhead | Compression Fittings | Anchor Clamp | N/A | Compression Fitting, Anchor Clamp for 200mm AAAC (M16 Clevis) end fittings - drawing 50.55.80.01 | n/a | Allied Insulators | No | Dalekovod products, Zagreb, Croatia | 50.55.80.01 |  | NPS/001/016 | 2019-04-04
Overhead | Compression Fittings | Anchor Clamp | N/A | Compression Fitting, Anchor Clamp for 200mm AAAC (M20 Clevis) end fittings - drawing 50.55.80.02 | n/a | Allied Insulators | No | Dalekovod products, Zagreb, Croatia | 50.55.80.02 |  | NPS/001/016 | 2019-04-04
Overhead | Compression Fittings | Anchor Clamp | N/A | Compression Fitting, Anchor Clamp for 200mm AAAC (M16 Clevis) end fittings, c/w Straight Jumper (M16)- drawing 50.65.80.01 | n/a | Allied Insulators | No | Dalekovod products, Zagreb, Croatia | 50.65.80.01 |  | NPS/001/016 | 2019-04-04
Overhead | Insulators | Composite Tension or Suspension Insulators | 132kV | 70kN Suspension Insulator assembly 11 x 140mm equivalent spacing complete with 16mm ball ended hook (15/32) and socket clevis (15/31) fittings. |  | Allied Insulators | No | China | FAS4310A less items 1& 6 Appoach Or FAS4310 less items 1 & 6 Non Approach |  | NPS/001/006 | 2019-04-05
Overhead | Insulators | Composite Tension or Suspension Insulators | 132kV | 132kV Tension Set Assembly 120kN 9 x 178 mm equivalent spacing complete with 20mm ball ended eyelink ref (28/30) and socket tongue (28/36B) fittings |  | Allied Insulators | No | China | FAS4311A Appoach Or FAS4311 Non Approach |  | NPS/001/006 | 2019-04-05
Overhead | Vibration Dampers |  | N/A | Vibration Dampers for conductor dia ranges 16-29mm ie Dingo, Wolf, Bures, Lynx, Caracal, Elm, Poplar and Upas |  | Allied Insulators | No |  | 66.15.90 |  | NPS/001/022 | 2019-04-06
Overhead | Insulators | Composite Tension or Suspension Insulators | 132kV | 70kN Inverted Low duty Insulator assembly Suitable for use on tower Approach structures 9 x 140 mm equivalent spacing complete with 16mm associated fittings |  | Allied Insulators | No | China | FA/S.4245A |  | NPS/001/006 | 2019-04-05
Plant & Switchgear | LV Board | Cabinet | LV | Schneider LV Outdoor 2500A ACB Cabinet - Tx Mounted, no Tx Links, Metering CTs on Bottom of ACB Additional RCD Socket and Push Button Assy, no generator Conns | 218624 | Schneider Electric | Yes | Scarborough, England | ENPG10 |  | NPS/003/005 | 31.05/19
Underground | Cable Ducts and Protective Tiles/Tape | Ducts | N/A | Smooth Walled uPVC Duct 110/100mm 6m Class 1 | Various | Emtelle | Yes | Hawick, Scotland | 3978S |  | NPS/002/003 | 2024-11-12
Underground | Cable Ducts and Protective Tiles/Tape | Ducts | N/A | Smooth Walled uPVC Duct Bend 110/100 11.25deg, 1200mm Radius Class 1 | Various | Emtelle | Yes | Hawick, Scotland | 3986 | 3500 Radius Shown In Booklet | NPS/002/003 | 2024-11-12
Underground | Cable Ducts and Protective Tiles/Tape | Ducts | N/A | Smooth Walled uPVC Duct Bend 110/100 22.5deg, 1200mm Radius Class 1 | Various | Emtelle | Yes | Hawick, Scotland | 3987 | 1750 Radius Shown In Booklet | NPS/002/003 | 2024-11-12
Underground | Cable Ducts and Protective Tiles/Tape | Ducts | N/A | Smooth Walled uPVC Duct Bend 110/100 45deg, 1200mm Radius Class 1 | Various | Emtelle | Yes | Hawick, Scotland | 5856 | 560 Radius Shown In Booklet | NPS/002/003 | 2024-11-12
Underground | Cable Ducts and Protective Tiles/Tape | Ducts | N/A | Smooth Walled uPVC Duct Bend 110/100 90deg, 1200mm Radius Class 1 | Various | Emtelle | Yes | Hawick, Scotland | 20273 |  | NPS/002/003 | 2024-11-12
Underground | Cable Ducts and Protective Tiles/Tape | Ducts | N/A | Smooth Walled uPVC Duct 160/150mm 6m Class 1 | 140356 | Emtelle | Yes | Hawick, Scotland | 3769S |  | NPS/002/003 | 2024-11-12
Underground | Cable Ducts and Protective Tiles/Tape | Ducts | N/A | Smooth Walled uPVC Duct Bend 160/150 11.25deg, 3900mm Radius Class 1 | Various | Emtelle | Yes | Hawick, Scotland | 5482 |  | NPS/002/003 | 2024-11-12
Underground | Cable Ducts and Protective Tiles/Tape | Ducts | N/A | Smooth Walled uPVC Duct Bend 160/150 22.5deg, 3900mm Radius Class 1 | Various | Emtelle | Yes | Hawick, Scotland | 5479 |  | NPS/002/003 | 2024-11-12
Underground | Cable Ducts and Protective Tiles/Tape | Ducts | N/A | Smooth Walled uPVC Duct Bend 160/150 45deg, 3900mm Radius Class 1 | Various | Emtelle | Yes | Hawick, Scotland | 5860 | 560 Radius Shown In Booklet | NPS/002/003 | 2024-11-12
Underground | Cable Ducts and Protective Tiles/Tape | Ducts | N/A | Smooth Walled uPVC Duct Bend 160/150 90deg, 3900mm Radius Class 1 | Various | Emtelle | Yes | Hawick, Scotland | 20285 | 1200 Radius Shown In Booklet | NPS/002/003 | 2024-11-12
Underground | Cable Ducts and Protective Tiles/Tape | Ducts | N/A | Smooth Walled uPVC Duct 180/170mm 6m Class 1 &Bassorted long radius bends | 140357 | Emtelle | Yes | Hawick, Scotland | 20300 |  | NPS/002/003 | 2024-11-12
Underground | Cable Ducts and Protective Tiles/Tape | Ducts | N/A | Smooth Walled uPVC Duct 200/188mm 6m Class 1 | Various | Emtelle | Yes | Hawick, Scotland | 5888 |  | NPS/002/003 | 2024-11-12
Underground | Cable Ducts and Protective Tiles/Tape | Ducts | N/A | Smooth Walled uPVC Duct Bend 200/188 11.25deg, 3900mm Radius Class 1 | Various | Emtelle | Yes | Hawick, Scotland | 20042 |  | NPS/002/003 | 2024-11-12
Underground | Cable Ducts and Protective Tiles/Tape | Ducts | N/A | Smooth Walled uPVC Duct Bend 200/188 22.5deg, 3900mm Radius Class 1 | Various | Emtelle | Yes | Hawick, Scotland | 5900 |  | NPS/002/003 | 2024-11-12
Underground | Cable Ducts and Protective Tiles/Tape | Ducts | N/A | Twin Walled 100mm ID Duct | 262550 | Emtelle | Yes | Hawick, Scotland |  |  | NPS/002/003 | 2024-11-12
Underground | Cable Ducts and Protective Tiles/Tape | Ducts | N/A | Twin Walled 150/125mm Duct | 140314 | Emtelle | Yes | Hawick, Scotland |  |  | NPS/002/003 | 2024-11-12
Underground | Cable Ducts and Protective Tiles/Tape | Ducts | N/A | Twin Walled 150/125mm Duct | 262535 | Emtelle | Yes | Hawick, Scotland |  |  | NPS/002/003 | 2024-11-12
Underground | Cable Ducts and Protective Tiles/Tape | Ducts | N/A | Twin Walled 150/125mm Duct Bend 900mm Radius | 140371 | Emtelle | Yes | Hawick, Scotland |  |  | NPS/002/003 | 2024-11-12
Underground | Cable Ducts and Protective Tiles/Tape | Ducts | N/A | uPVC Twinwall Coupler (175mm to 150mm) | 140367 | Emtelle | Yes | Hawick, Scotland |  |  | NPS/002/003 | 2024-11-12
Underground | Cable Ducts and Protective Tiles/Tape | Ducts | N/A | Smooth Wallled uPVC Duct 38/34mm 5m Rigid Class 2 | 140348 | Emtelle | Yes | Hawick, Scotland | 20090 |  | NPS/002/003 | 2024-11-12
Underground | Cable Ducts and Protective Tiles/Tape | Ducts | N/A | Smooth Walled 38/32mm Coilable Duct Class 3 | 140350 | Emtelle | Yes | Hawick, Scotland | 30333 |  | NPS/002/003 | 2024-11-12
Underground | Cable Ducts and Protective Tiles/Tape | Ducts | N/A | Smooth Walled uPVC Hockey Stick 38/34mm - White | 140225 | Emtelle | Yes | Hawick, Scotland | 20374WH |  | NPS/002/003 | 2024-11-12
Underground | Cable Ducts and Protective Tiles/Tape | Ducts | N/A | Smooth Walled uPVC Hockey Stick 38/34mm - Black | 140351 | Emtelle | Yes | Hawick, Scotland | 20374 |  | NPS/002/003 | 2024-11-12
Underground | Cable Ducts and Protective Tiles/Tape | Ducts | N/A | Smooth Walled uPVC Duct Bend 38/34mm 900mm Radius Class 2 | 140352 | Emtelle | Yes | Hawick, Scotland | 5653 |  | NPS/002/003 | 2024-11-12
Underground | Cable Ducts and Protective Tiles/Tape | Ducts | N/A | Smooth Wallled uPVC Duct 50/46mm 1.5m Rigid Class 2 | 160888 | Emtelle | Yes | Hawick, Scotland | 20893 |  | NPS/002/003 | 2024-11-12
Underground | Cable Ducts and Protective Tiles/Tape | Ducts | N/A | Smooth Walled uPVC Duct Bend 50/46mm 900mm Radius Class 2 | 160835 | Emtelle | Yes | Hawick, Scotland | 74261 |  | NPS/002/003 | 2024-11-12
Underground | Cable Ducts and Protective Tiles/Tape | Ducts | N/A | 50mm OD to 38mm OD uPVC Reducing Coupler | 140333 | Emtelle | Yes | Hawick, Scotland | 74262 |  | NPS/002/003 | 2024-11-12
Underground | Cable Ducts and Protective Tiles/Tape | Ducts | N/A | Smooth Wallled uPVC Duct 96.5/90mm 6m Rigid Class 2 | 140355 | Emtelle | Yes | Hawick, Scotland | 3772S |  | NPS/002/003 | 2024-11-12
Underground | Cable Ducts and Protective Tiles/Tape | Ducts | N/A | 32mm OD PE SDR11 Black 100m Coiled Duct | 140358 | Emtelle | Yes | Hawick, Scotland | 74266 |  | NPS/002/003 | 2024-11-12
Underground | Cable Ducts and Protective Tiles/Tape | Ducts | N/A | 75mm OD PE SDR11 Black 100m Coiled Duct | 140359 | Emtelle | Yes | Hawick, Scotland | 74265 |  | NPS/002/003 | 2024-11-12
Underground | Cable Ducts and Protective Tiles/Tape | Ducts | N/A | 125mm OD PE SDR11 Black 100m Coiled Duct | 140360 | Emtelle | Yes | Hawick, Scotland | 35172 |  | NPS/002/003 | 2024-11-12
Underground | Cable Ducts and Protective Tiles/Tape | Ducts | N/A | 160mm OD PE SDR11 Black 100m Coiled Duct | 140361 | Emtelle | Yes | Hawick, Scotland | 35187 |  | NPS/002/003 | 2024-11-12
Underground | Cable Ducts and Protective Tiles/Tape | Ducts | N/A | 180mm OD PE SDR11 Black 100m Coiled Duct | 140362 | Emtelle | Yes | Hawick, Scotland | 35165 |  | NPS/002/003 | 2024-11-12
Underground | Cable Ducts and Protective Tiles/Tape | Protection Tape | N/A | Cable Protection Tape: 150mm x 40m x 2.5mm | 140765 | Emtelle | Yes | Hawick, Scotland | 74257 |  | NPS/002/003 | 2024-11-12
Underground | Cable Ducts and Protective Tiles/Tape | Protection Tape | N/A | Cable Protection Tape: 200mm x 40m x 2.5mm | 140761 | Emtelle | Yes | Hawick, Scotland | 74258 |  | NPS/002/003 | 2024-11-12
Underground | Cable Ducts and Protective Tiles/Tape | Protection Tape | N/A | Cable Protection Tape: 250mm x 30m x 2.5mm | 140750 | Emtelle | Yes | Hawick, Scotland | 74259 |  | NPS/002/003 | 2024-11-12
Underground | Cable Ducts and Protective Tiles/Tape | Protection Tape | N/A | Cable Protection Tape: 600mm x 20m x 2.5mm | 140766 | Emtelle | Yes | Hawick, Scotland | 74260 |  | NPS/002/003 | 2024-11-12
Underground | Cable Ducts and Protective Tiles/Tape | Protection Tile | N/A | Class 2 Cable Protection Tile: 1000mm x 244mm (c/w pegs or cable tie) | 261925 | Emtelle | Yes | Hawick, Scotland | 74043 |  | NPS/002/003 | 2024-11-12
Underground | Cable Ducts and Protective Tiles/Tape | Protection Tile | N/A | Class 2 Cable Protection Tile: 1000mm x 260mm (c/w pegs or cable tie) | 140751 | Emtelle | Yes | Hawick, Scotland | 74044 |  | NPS/002/003 | 2024-11-12
Underground | Cable Ducts and Protective Tiles/Tape | Protection Tile | N/A | Class 2 Cable Protection Tile: 1000mm x 450mm (c/w pegs or cable tie) | 140752 | Emtelle | Yes | Hawick, Scotland | 74045 |  | NPS/002/003 | 2024-11-12
Underground | Cable Ducts and Protective Tiles/Tape | Sub Ducts - Fibre Optic | N/A | Fibre Optic sub-ducts, 32mm (OD)/27mm (ID) Black HDPE solid wall cable ducts | 140364 | Emtelle | Yes | Hawick, Scotland | 30515 | Supplied in 500m coils | NPS/002/003 | 2024-11-12
Underground | Cable Ducts and Protective Tiles/Tape | Ducts - Fibre Optic | N/A | Fibre Optic Cable ducts, 96.5mm (OD) / 90mm (ID) Green uPVC, single smooth solid wall, 450N class, supplied in 6m lengths with a 100mm heat formed taper socket at one end and a parallel spigot at the other end. | 140363 | Emtelle | Yes | Hawick, Scotland | 20290 |  | NPS/002/003 | 2024-11-12
Underground | Cable Ducts and Protective Tiles/Tape | Ducts - Fibre Optic | N/A | Fibre Optic Cable Duct Bend, 96.5mm (OD) / 90mm (ID) Green uPVC, 11.25deg, 700mm radius, single smooth solid wall, 450N class, with a 100mm heat formed taper socket at one end and a parallel spigot at the other end. | N/A | Emtelle | Yes | Hawick, Scotland | 2625 |  | NPS/002/003 | 2024-11-12
Underground | Cable Ducts and Protective Tiles/Tape | Ducts - Fibre Optic | N/A | Fibre Optic Cable Duct Bend, 96.5mm (OD) / 90mm (ID) Green uPVC, 22.5deg, 700mm radius, single smooth solid wall, 450N class, with a 100mm heat formed taper socket at one end and a parallel spigot at the other end. | N/A | Emtelle | Yes | Hawick, Scotland | 2623 |  | NPS/002/003 | 2024-11-12
Underground | Cable Ducts and Protective Tiles/Tape | Ducts - Fibre Optic | N/A | Fibre Optic Cable Duct Bend, 96.5mm (OD) / 90mm (ID) Green uPVC, 45deg, 350mm radius, single smooth solid wall, 450N class, with a 100mm heat formed taper socket at one end and a parallel spigot at the other end. | N/A | Emtelle | Yes | Hawick, Scotland | 2777 |  | NPS/002/003 | 2024-11-12
Underground | Cable Ducts and Protective Tiles/Tape | Ducts - Fibre Optic | N/A | Fibre Optic Cable Duct Bend, 96.5mm (OD) / 90mm (ID) Green uPVC, 90deg, 427mm radius, single smooth solid wall, 450N class, with a 100mm heat formed taper socket at one end and a parallel spigot at the other end. | N/A | Emtelle | Yes | Hawick, Scotland | 1900 |  | NPS/002/003 | 2024-11-12
Overhead | Anti-Climbing Guards | Anti-Climbing Guards | N/A | Anti-Climbing Guard for Single Wood Poles – Pre-Wound with Barbed Wire (kit comprising of two half guards and 8 coach screws) drawing 1091010408 Sheet 8 | 251362 | BB Price Limited | No | UK |  |  | NPS/001/029 | 2019-08-06
Overhead | Anti-Climbing Guards | Anti-Climbing Guards | N/A | Anti-Climbing H Pole Strap (1.8 Meter) – Pre-Wound with Barbed Wire drawing 1091010408 Sheet 19 | 244975 | BB Price Limited | No | UK |  |  | NPS/001/029 | 2019-08-06
Overhead | Anti-Climbing Guards | Anti-Climbing Guards | N/A | Anti-Climbing Arrangement for Double Circuit Towers (kit to include all component parts required) drawing 1091010408 Sheet 6 | 241337 | BB Price Limited | No | UK |  |  | NPS/001/029 | 2019-08-06
Overhead | Anti-Climbing Guards | Anti-Climbing Guards | N/A | Spacer Bar for Double Circuit Tower Anti-Climbing Arrangement drawing 1091010408 Sheet 6 | 241197 | BB Price Limited | No | UK |  |  | NPS/001/029 | 2019-08-06
Overhead | Anti-Climbing Guards | Anti-Climbing Guards | N/A | Anti-Climbing Guard for Rutter Type Pole – Pre-Wound with Barbed Wire (kit comprising of two half guards, straps and all fixings) drawing 1091010675 Sheet 34 | 244981 | BB Price Limited | No | UK |  |  | NPS/001/029 | 2019-08-06
Overhead | Barbed Wire |  | N/A | Barbed Wire, 4x Life Galfan Galvanized Barbed Wire (95% Zinc, 5% Aluminium) supplied in 100m coils | 366829 | BB Price Limited | No | UK |  | Stainless Steel to BS 4102:1998 | NPS/001/015 | 2019-08-06
Plant & Switchgear | LV Boards/Pillars/Cabinets | cabinet | LV | PHASE REVERSED FOR 20KV TRANSFORMERS Schneider LV Outdoor 800A, 3 Way Fuse Cabinet - Tx mounted, bottom outgoing, Tx links on RHS | 218625 | Schneider | Yes | Eastfield Scarborough England | ENPG01PR |  | NPS/003/005 | 2019-08-09
Plant & Switchgear | LV Boards/Pillars/Cabinets | cabinet | LV | PHASE REVERSED FOR 20KV TRANSFORMERS Schneider LV Outdoor 1600A, 5 Way Fuse Cabinet - Tx mounted, bottom outgoing, Tx links on RHS | 218626 | Schneider | Yes | Eastfield Scarborough England | ENPG02PR |  | NPS/003/006 | 2019-08-09
Plant & Switchgear | LV Boards/Pillars/Cabinets | pillar | LV | PHASE REVERSED FOR 20KV TRANSFORMERS Schneider LV Outdoor 1600A, 7 Way Tx Mtd Feeder Pillar - Tx mounted, bottom outgoing, Tx links on RHS | 218627 | Schneider | Yes | Eastfield Scarborough England | ENPG03PR |  | NPS/003/007 | 2019-08-09
Plant & Switchgear | LV Boards/Pillars/Cabinets | cabinet | LV | PHASE REVERSED FOR 20KV TRANSFORMERS Schneider LV Outdoor 800A ACB Cabinet - Tx mounted, no Tx links, metering CTs on bottom of ACB, no generator connections | 218628 | Schneider | Yes | Eastfield Scarborough England | ENPG04PR |  | NPS/003/008 | 2019-08-09
Plant & Switchgear | LV Boards/Pillars/Cabinets | cabinet | LV | PHASE REVERSED FOR 20KV TRANSFORMERS Schneider LV Outdoor 1250A ACB Cabinet - Tx mounted, no Tx links, metering CTs on bottom of ACB, no generator connections | 218629 | Schneider | Yes | Eastfield Scarborough England | ENPG05PR |  | NPS/003/009 | 2019-08-09
Plant & Switchgear | LV Boards/Pillars/Cabinets | cabinet | LV | PHASE REVERSED FOR 20KV TRANSFORMERS Schneider LV Outdoor 1600A ACB Cabinet - Tx Mounted, no Tx Links, Metering CTs on Bottom of ACB, no Generator Connections | 218630 | Schneider | Yes | Eastfield Scarborough England | ENPG06PR |  | NPS/003/010 | 2019-08-09
Plant & Switchgear | LV Boards/Pillars/Cabinets | cabinet | LV | PHASE REVERSED FOR 20KV TRANSFORMERS Schneider LV Outdoor 800A ACB + 2 Feeder ways - Tx Mounted, Tx Links on RHS, 2 Feeder ways on LHS, Metering CTs on Bottom of ACB, with 30V DC Shunt Trip | 218631 | Schneider | Yes | Eastfield Scarborough England | ENPG07PR |  | NPS/003/011 | 2019-08-09
Plant & Switchgear | LV Boards/Pillars/Cabinets | cabinet | LV | PHASE REVERSED FOR 20KV TRANSFORMERS Schneider LV Outdoor 1250Amp ACB + 2 Feeder ways - Tx Mounted, Tx Links on RHS, 2 Feeder ways on LHS, Metering CTs on Bottom of ACB, with 30V DC Shunt Trip | 218632 | Schneider | Yes | Eastfield Scarborough England | ENPG08PR |  | NPS/003/012 | 2019-08-09
Plant & Switchgear | LV Boards/Pillars/Cabinets | cabinet | LV | PHASE REVERSED FOR 20KV TRANSFORMERS Schneider LV Outdoor 1600Amp - ACB + 2 Feeder ways - Tx Mounted, Tx Links on RHS, 2 Feeder ways on LHS, Metering CTs on Bottom of ACB, with 30V DC Shunt Trip | 218633 | Schneider | Yes | Eastfield Scarborough England | ENPG09PR |  | NPS/003/013 | 2019-08-09
Plant & Switchgear | LV Boards/Pillars/Cabinets | cabinet | LV | PHASE REVERSED FOR 20KV TRANSFORMERS Schneider LV Outdoor 2500A ACB Cabinet - Tx Mounted, no Tx Links, Metering CTs on Bottom of ACB Additional RCD Socket and Push Button Assy | 218634 | Schneider | Yes | Eastfield Scarborough England | ENPG10PR |  | NPS/003/014 | 2019-08-09
Plant & Switchgear | LV Boards/Pillars/Cabinets | wall board | LV | Schneider LV Indoor 1600A, 7 Way Fuseboard - Wall mounted, top entry incoming & bottom entry outgoing, Tx links on RHS | 218596 | Schneider | Yes | Eastfield Scarborough England | ENPG18 |  | NPS/003/015 | 2019-08-09
Plant & Switchgear | LV Boards/Pillars/Cabinets | wall board | LV | Schneider LV Outdoor 1600A, 9 Way Tx Mounted Feeder Pillar: Bottom Outgoing, Tx Links on RHS | 206449 | Schneider | Yes | Eastfield Scarborough England | ENPG30 |  | NPS/003/016 | 2019-08-10
Plant & Switchgear | LV Boards/Pillars/Cabinets | wall board | LV | PHASE REVERSED FOR 20KV TRANSFORMERS Schneider LV Outdoor 1600A, 9 Way Tx Mounted Feeder Pillar: Bottom Outgoing, Tx Links on RHS | 218635 | Schneider | Yes | Eastfield Scarborough England | ENPG30PR |  | NPS/003/017 | 2019-08-11
Underground | HV Joints and Terminations | Terminations | 33kV | Screened Separable T-Connector: 36kV (185mm² to 400mm²) - 630A upto 1250A (on rated bushing) Supplied with Mechanical Connectors and Suitable for C Profile Bushings | NOT stock | NEXANS EUROMOLD | No |  | M440TB/G-XX-185.400-12-5 | xx - Select Dia. Over core insulation, also specify actual cable size. (AM) | NPS/002/016 | 2019-12-20
Underground | HV Joints and Terminations | Terminations | 33kV | Screened Separable T-Connector: 36kV (400mm² to 630mm²) - 630A upto 1250A (on rated bushing) Supplied with Mechanical Connectors and Suitable for C Profile Bushings | NOT stock | NEXANS EUROMOLD | No |  | M440TB/G-XX-400.630-14-5 | xx - Select Dia. Over core insulation, also specify actual cable size (AM) | NPS/002/016 | 2019-12-20
Miscellaneous | Earthing Materials |  | N/A | Copper Tape: High Conductivity, Tinned, Size 25 x 3mm and Marked “PROPERTY OF NORTHERN POWERGRID”. Supplied in 25 Metre Rolls | 331300 | WJ Furse | Yes | Chelmsford, England |  |  | NPS/002/001 | 2020-02-14
Miscellaneous | Earthing Materials |  | N/A | Copper Tape: High Conductivity, Tinned, Size 25 x 3mm and Marked “PROPERTY OF NORTHERN POWERGRID”. Supplied in 25 Metre Rolls | 331300 | A N Wallis | Yes | Nottingham, England |  |  | NPS/002/001 | 2020-02-14
Miscellaneous | Earthing Materials | Earth Conductor | N/A | Conductor: Hard Drawn Copper 70mm, (7/3.55): Standard Drum Length 500M | 225298 | Allied Conductors | No | Germany |  | Approved for use as a global earthing conductor or as a repair conductor for use on Overhead line networks. | NPS/002/002 | 2020-06-02
Miscellaneous | Earthing Materials | Earth Conductor | N/A | Conductor: Hard Drawn Copper 70mm, (7/3.55): Standard Drum Length 500M | 225298 | Cabelte | No | Spain |  | Approved for use as a global earthing conductor or as a repair conductor for use on Overhead line networks. | NPS/002/003 | 2020-06-02
Miscellaneous | Earthing Materials | Earth Conductor | N/A | Conductor: Hard Drawn Copper 70mm, (7/3.55): Standard Drum Length 500M | 225298 | Telefonika Kable | Yes | Poland |  | Approved for use as a global earthing conductor or as a repair conductor for use on Overhead line networks. | NPS/002/004 | 2020-06-02
Miscellaneous | Earthing Materials | Earth Conductor | N/A | Conductor: Hard Drawn Copper 70mm, (7/3.55): Standard Drum Length 500M | 225298 | Tratos | No | Italy |  | Approved for use as a global earthing conductor or as a repair conductor for use on Overhead line networks. | NPS/002/005 | 2020-06-02
Overhead | Conductor | Copper | N/A | Conductor: Hard Drawn Copper 70mm, (7/3.55): Standard Drum Length 500M | 225298 | Allied Conductors | No | Germany |  | Approved for use as a global earthing conductor or as a repair conductor for use on Overhead line networks. | NPS/002/002 | 2020-06-02
Overhead | Conductor | Copper | N/A | Conductor: Hard Drawn Copper 70mm, (7/3.55): Standard Drum Length 500M | 225298 | Cabelte | No | Spain |  | Approved for use as a global earthing conductor or as a repair conductor for use on Overhead line networks. | NPS/002/003 | 2020-06-02
Overhead | Conductor | Copper | N/A | Conductor: Hard Drawn Copper 70mm, (7/3.55): Standard Drum Length 500M | 225298 | Telefonika Kable | Yes | Poland |  | Approved for use as a global earthing conductor or as a repair conductor for use on Overhead line networks. | NPS/002/004 | 2020-06-02
Overhead | Conductor | Copper | N/A | Conductor: Hard Drawn Copper 70mm, (7/3.55): Standard Drum Length 500M | 225298 | Tratos | No | Italy |  | Approved for use as a global earthing conductor or as a repair conductor for use on Overhead line networks. | NPS/002/005 | 2020-06-02
Plant & Switchgear | Batteries & Chargers | 30V Dist Tripping | 30VDC | Standard 30V Standing Load Battery and Charger System - ISC01130. Charger with Yuasa VRLA, NP10-6 cells (15) | N/A | Dale Power Solutions | Yes |  | ISC01130 | Supplied as part of Replacement contract -A MacD | NPS/003/002 | 2020-08-11
Plant & Switchgear | Batteries & Chargers | 30V Dist Tripping Enhanced | 30VDC | Enhanced 30V Standing Load Battery and Charger System - DCV30/6. charger with Alcad Vantage, VN24 cells (24) | N/A | Dale Power Solutions | Yes |  | DCV30/6 | Supplied as part of Replacement contract -A MacD | NPS/003/002 | 2020-08-11
Underground | Cable Joints | LV Module | LV | LV Mains Joint Module - 95mm Straight Connector | 165820 | Sicame Electrical Developments | Yes | Huddersfield, England |  |  | NPS/002/014 | 2020-09-07
Underground | Cable Joints | LV Module | LV | LV Mains Joint Module - 185mm Straight Connector | 165821 | Sicame Electrical Developments | Yes | Huddersfield, England |  |  | NPS/002/014 | 2020-09-07
Underground | Cable Joints | LV Module | LV | LV Mains Joint Module - 300mm Straight Connector | 165822 | Sicame Electrical Developments | Yes | Huddersfield, England |  |  | NPS/002/014 | 2020-09-07
Underground | Cable Joints | LV Module | LV | LV Mains Joint Module - 95mm 4C PILC Earth Bond Kit. | 165773 | Sicame Electrical Developments | Yes | Huddersfield, England |  |  | NPS/002/014 | 2020-09-07
Underground | Cable Joints | LV Module | LV | LV Mains Joint Module - 185mm 4C PILC Earth Bond Kit. | 165843 | Sicame Electrical Developments | Yes | Huddersfield, England |  |  | NPS/002/014 | 2020-09-07
Underground | Cable Joints | LV Module | LV | LV Mains Joint Module - 300mm 4C PILC Earth Bond Kit. | 165909 | Sicame Electrical Developments | Yes | Huddersfield, England |  |  | NPS/002/014 | 2020-09-07
Underground | Cable Joints | LV Module | LV | LV Mains Joint Module - Consac Mains Straight and Branch Joints 95mm Consac Earth Bond Kit | 168358 | Sicame Electrical Developments | Yes | Huddersfield, England |  |  | NPS/002/014 | 2020-09-07
Underground | Cable Joints | LV Module | LV | LV Mains Joint Module - Consac Mains Service Joints 185mm Consac Earth Bond Kit | 367415 | Sicame Electrical Developments | Yes | Huddersfield, England |  |  | NPS/002/014 | 2020-09-07
Underground | Cable Joints | LV Module | LV | LV Mains Joint Module - 95mm / 185mm Mains Service Connector | 168216 | Sicame Electrical Developments | Yes | Huddersfield, England |  |  | NPS/002/014 | 2020-09-07
Underground | Cable Joints | LV Module | LV | LV Mains Joint Module - 300mm Mains Service Connector | 168288 | Sicame Electrical Developments | Yes | Huddersfield, England |  |  | NPS/002/014 | 2020-09-07
Underground | Cable Joints | LV Module | LV | LV Mains Joint Module - 95mm Branch Connector | 165824 | Sicame Electrical Developments | Yes | Huddersfield, England |  |  | NPS/002/014 | 2020-09-07
Underground | Cable Joints | LV Module | LV | LV Mains Joint Module - 185mm Branch Connector | 165825 | Sicame Electrical Developments | Yes | Huddersfield, England |  |  | NPS/002/014 | 2020-09-07
Underground | Cable Joints | LV Module | LV | LV Mains Joint Module - 300mm Branch Connector | 165826 | Sicame Electrical Developments | Yes | Huddersfield, England |  |  | NPS/002/014 | 2020-09-07
Underground | Cable Joints | LV Module | LV | LV Mains Connector - 95mm with Extended Length for Cut and Test Repairs | 65904 | Sicame Electrical Developments | Yes | Huddersfield, England |  |  | NPS/002/014 | 2020-09-07
Underground | Cable Joints | LV Module | LV | LV Mains Connector - 185mm with Extended Length for Cut and Test Repairs | 65888 | Sicame Electrical Developments | Yes | Huddersfield, England |  |  | NPS/002/014 | 2020-09-07
Underground | Cable Joints | LV Module | LV | LV Mains Connector - 300mm with Extended Length for Cut and Test Repairs | 65912 | Sicame Electrical Developments | Yes | Huddersfield, England |  |  | NPS/002/014 | 2020-09-07
Underground | Cable Joints | LV Module | LV | LV Mains Connector - 95mm Claw Type Insulated Connector | 168748 | Sicame Electrical Developments | Yes | Huddersfield, England |  |  | NPS/002/014 | 2020-09-07
Underground | Cable Joints | LV Module | LV | LV Mains Connector - 185mm Claw Type Insulated Connector | 168790 | Sicame Electrical Developments | Yes | Huddersfield, England |  |  | NPS/002/014 | 2020-09-07
Underground | Cable Joints | LV Module | LV | LV Mains Connector - 300mm Claw Type Insulated Connector | 168786 | Sicame Electrical Developments | Yes | Huddersfield, England |  |  | NPS/002/014 | 2020-09-07
Underground | Cable Joints | LV Module | LV | LV Mains Joint Module - 95mm Straight Connector | 165820 | TE Connectivity | Yes | Essex, UK |  |  | NPS/002/014 | 2020-09-07
Underground | Cable Joints | LV Module | LV | LV Mains Joint Module - 185mm Straight Connector | 165821 | TE Connectivity | Yes | Essex, UK |  |  | NPS/002/014 | 2020-09-07
Underground | Cable Joints | LV Module | LV | LV Mains Joint Module - 300mm Straight Connector | 165822 | TE Connectivity | Yes | Essex, UK |  |  | NPS/002/014 | 2020-09-07
Underground | Cable Joints | LV Module | LV | LV Mains Joint Module - 95mm 4C PILC Earth Bond Kit. | 165773 | TE Connectivity | Yes | Essex, UK |  |  | NPS/002/014 | 2020-09-07
Underground | Cable Joints | LV Module | LV | LV Mains Joint Module - 185mm 4C PILC Earth Bond Kit. | 165843 | TE Connectivity | Yes | Essex, UK |  |  | NPS/002/014 | 2020-09-07
Underground | Cable Joints | LV Module | LV | LV Mains Joint Module - 300mm 4C PILC Earth Bond Kit. | 165909 | TE Connectivity | Yes | Essex, UK |  |  | NPS/002/014 | 2020-09-07
Underground | Cable Joints | LV Module | LV | LV Mains Joint Module - Consac Mains Straight and Branch Joints 95mm Consac Earth Bond Kit | 168358 | TE Connectivity | Yes | Essex, UK |  |  | NPS/002/014 | 2020-09-07
Underground | Cable Joints | LV Module | LV | LV Mains Joint Module - Consac Mains Service Joints 185mm Consac Earth Bond Kit | 367415 | TE Connectivity | Yes | Essex, UK |  |  | NPS/002/014 | 2020-09-07
Underground | Cable Joints | LV Module | LV | LV Mains Joint Module - 95mm / 185mm Mains Service Connector | 168216 | TE Connectivity | Yes | Essex, UK |  |  | NPS/002/014 | 2020-09-07
Underground | Cable Joints | LV Module | LV | LV Mains Joint Module - 300mm Mains Service Connector | 168288 | TE Connectivity | Yes | Essex, UK |  |  | NPS/002/014 | 2020-09-07
Underground | Cable Joints | LV Module | LV | LV Mains Joint Module - 95mm Branch Connector | 165824 | TE Connectivity | Yes | Essex, UK |  |  | NPS/002/014 | 2020-09-07
Underground | Cable Joints | LV Module | LV | LV Mains Joint Module - 185mm Branch Connector | 165825 | TE Connectivity | Yes | Essex, UK |  |  | NPS/002/014 | 2020-09-07
Underground | Cable Joints | LV Module | LV | LV Mains Joint Module - 300mm Branch Connector | 165826 | TE Connectivity | Yes | Essex, UK |  |  | NPS/002/014 | 2020-09-07
Underground | Cable Joints | LV Module | LV | LV Mains Connector - 95mm with Extended Length for Cut and Test Repairs | 65904 | TE Connectivity | Yes | Essex, UK |  |  | NPS/002/014 | 2020-09-07
Underground | Cable Joints | LV Module | LV | LV Mains Connector - 185mm with Extended Length for Cut and Test Repairs | 65888 | TE Connectivity | Yes | Essex, UK |  |  | NPS/002/014 | 2020-09-07
Underground | Cable Joints | LV Module | LV | LV Mains Connector - 300mm with Extended Length for Cut and Test Repairs | 65912 | TE Connectivity | Yes | Essex, UK |  |  | NPS/002/014 | 2020-09-07
Underground | Cable Joints | LV Module | LV | LV Mains Connector - 95mm Claw Type Insulated Connector | 168748 | TE Connectivity | Yes | Essex, UK |  |  | NPS/002/014 | 2020-09-07
Underground | Cable Joints | LV Module | LV | LV Mains Connector - 185mm Claw Type Insulated Connector | 168790 | TE Connectivity | Yes | Essex, UK |  |  | NPS/002/014 | 2020-09-07
Underground | Cable Joints | LV Module | LV | LV Mains Connector - 300mm Claw Type Insulated Connector | 168786 | TE Connectivity | Yes | Essex, UK |  |  | NPS/002/014 | 2020-09-07
Miscellaneous | Fibre Optic Components | Pit Lids - D400 | N/A | Ductile Iron Fibre Optic (D400 in carraigeway) cover 450x450mm (WxL) |  | Cubis | Yes |  | Ductile iron D400 450x450x100mm | D400 450x450x100mm locking (two locks per chamber). Badged NPG |  | 22/09/20 (GH)
Miscellaneous | Fibre Optic Components | Pit Lids - D400 | N/A | Ductile Iron Fibre Optic (D400 in carraigeway) cover 450 x 600mm (WxL) |  | Cubis | Yes |  | Ductile Iron D400 900x450x100mm | D400 900x450x100mm locking (two locks per chamber). Badged NPG. |  | 22/09/20 (GH)
Miscellaneous | Fibre Optic Components | Pit Chambers - D400 | N/A | Composite stackable rings, In Carraigeway (D400) 450x600x600mm (WxLxD) |  | Cubis | Yes |  | RapidSTACK D400 |  |  | 22/09/20 (GH)
Miscellaneous | Fibre Optic Components | Pit Chambers - D400 | N/A | Composite stackable rings, In Carraigeway (D400) 450x450x600mm (WxLxD) |  | Cubis | Yes |  | RapidSTACK D400 |  |  | 22/09/20 (GH)
Plant & Switchgear | Switchgear | Distribution RMU | 11kV | 11kV RMU Non-Extensible - 200A Ring Main Unit with TLF. Schneider RN2D-T1-S-21. Inc: Ring Sw actuator wiring, CTs & FPI on LHS, VPIS-V3, 13.1kA cable boxes, 3 hole plates, CES4s, stud, SF6 alarm contact, | 103858 | Schneider Electric | Yes | Leeds, UK | RN2D-T1-S-21 | Replaces RN2c/T1/21 NPg# 103853 | NPS/003/014 | 2020-11-27
Plant & Switchgear | Switchgear | Distribution RMU | 11kV | 11kV RMU Non Extnsble - 200A RMU with VIP400 relay. Schneider RN2D-T2-S-21. Ring Sw actuator wiring, CTs & FPI on LHS, VPIS-V3, C-profile T-off bushings, 13.1kA cable boxes, 3 hole plates, CES4s, stud, SF6 alarm | 104060 | Schneider Electric | Yes | Leeds, UK | RN2D-T2-S-21 | Replaces RN2c/T2/21 NPg# 103861 VIP400 APPROVED with added Test Winding | NPS/003/014 | 2021-02-19
Plant & Switchgear | Switchgear | Distribution RMU | 11kV | 11kV RMU Non Extens 630A Ring Main Unit c/w VIP400 relay. Schneider RN6D-T1-S-21. Inc: RSw actuator wiring, CTs & FPI on LHS, RSw VPIS-V3, C-profile T-off, 13.1kA RSw boxes, 3 hole plates, CES4s, stud, SF6 alarm contact. Excl: T cable box, | 103900 | Schneider Electric | Yes | Leeds, UK | RN6D-T1-S-21 | Replaces RN6c/T2/21 NPg# 380263 VIP400 APPROVED with added Test Winding | NPS/003/014 | 2021-02-19
Plant & Switchgear | Switchgear | Distribution RMU | 11kV | 11kV RMU Extensible - 200A TLF Ring Main Unit. Schneider RE2D-T1-S-21 Inc: actuator wiring, CTs & FPI on LHS Ring Sw, VPIS-V3 on both Ring Sw, 13.1kA cable boxes, 3 hole plates, CES4 glands, stud, SF6 alarm, BB ins end cap | 103904 | Schneider Electric | Yes | Leeds, UK | RE2D-T1-S-21 | Replaces RE2c/T1/21 NPg# 206212 | NPS/003/014 | 2020-11-27
Plant & Switchgear | Switchgear | Distribution Extended RMU | 11kV | 11kV Four Panel Switchboard - 200A TFL RMU & 630A CB with VIP 400 relay. Schneider RE2D-T1-S-21 cpld CE6-T31/21. Ring Sw & CE6 Inc: actuator wiring, CTs & FPI, VPIS-V3, gland plates, CES4s, Short Bushings on CE6 outgoing | 103910 | Schneider Electric | Yes | Leeds, UK | RE2D-T1-S-21 COUPLED TO CE6-T31/21 | Replaces RE2C-T1/21 CPLD TO CE6-T8/21 NPg# 206422 | NPS/003/014 | 2020-11-27
Plant & Switchgear | Switchgear | Distribution Extended RMU | 11kV | 11kV Four Panel Switchboard - 200A TLF RMU & 630A Sw. Schneider RE2D-T1-S-21 cpld to SE6-S2/21 on frame. Ring Sw & SE6 Inc: actuator wiring, CTs & FPIs, VPIS-V3, 3 hole plate & CES4s & earth stud | 103914 | Schneider Electric | Yes | Leeds, UK | RE2D-T1-S-21 COUPLED TO SE6-S2/21 | Replaces RE2C-T1/21 CPLD TO SE6-S2/21 NPg# 380259 | NPS/003/014 | 2020-11-27
Plant & Switchgear | Switchgear | Distribution Extended RMU | 11kV | 11kV Four Panel Switchboard - 200A TLF RMU & 200A CB with TLF. Schneider RE2D-T1-S-21 cpld to CE2-T7/21.. LH Ring Sw Inc: actuator wiring, CTs/FPIs. 3 hole plate & CES4s & stud. Short Bushing on CE2 outgoing | 103918 | Schneider Electric | Yes | Leeds, UK | RE2D-T1-S-21 COUPLED TO CE2-T7/21 | Replaces RE2C-T1/21 CPLD TO CE2-T7/21 NPg# 206456 | NPS/003/014 | 2020-11-27
Plant & Switchgear | Switchgear | Dist RMU Ancillary | 11kV | RMU - Ancillary - 3 hole Flat Gland Plate for Schneider RN2D style RMU Ring Switches. Schneider RMD-A622. Includes: 1 x flat split, aluminium, 3 hole gland plate, 3 x CES4 glands and earth stud. HOT-SITE suitable | 104064 | Schneider Electric | Yes | Leeds, UK | RMD-A622 | Only suitable for RN2D type, NOT RN2c type | NPS/003/014 | 2020-11-27
Plant & Switchgear | Switchgear | Dist RMU Ancillary | 11kV | RMU - Ancillary - 3 hole Flat Gland Plate for Schneider RMU "D" Tee circuit and RMD Extensible Range. Schneider RMD-A623. Includes: 3 hole flat gland plate, 3 x CES4 glands and 1 x insulated earth stud. HOT-SITE suitable | 103930 | Schneider Electric | Yes | Leeds, UK | RMD-A623 | Only suitable for RN2D type, NOT RN2c type | NPS/003/014 | 2020-11-27
Plant & Switchgear | Switchgear | Dist RMU Ancillary | 11kV | Schneider Ringmaster RN2D Ancillary - RMU Gland Plate; BLANK, flat, solid, steel. RMD - A320 | 103938 | Schneider Electric | Yes | Leeds, UK | RMD-A320 | Only suitable for RN2D type, NOT RN2c type | NPS/003/014 | 2020-11-27
Plant & Switchgear | Switchgear | Dist RMU Ancillary | 11kV | Schneider Ringmaster Ancillary - Flat Gland Plate Kit RMD-A48 for Tee-Off Box on RN2D | 103946 | Schneider Electric | Yes | Leeds, UK | RMD-A48 | Only suitable for RN2D type, NOT RN2c type | NPS/003/014 | 2020-11-27
Plant & Switchgear | Switchgear | Distribution Extensible | 11kV | 11kV Extensible Switchpanel - Circuit Breaker 200A TFL. Schneider CE2-N44/21. Pre-wired for actuator. Inc: VPIS-V3 on feeder, 3 hole flat gland plate, 3 x CES4s, earth stud, SF6 gauge alarm wired. | 103964 | Schneider Electric | Yes | Leeds, UK | CE2-N44/21 | Replaces CE2-N44/21 with old VPIS NPg# 206421 | NPS/003/014 | 2020-11-27
Plant & Switchgear | Switchgear | Distribution Extensible | 11kV | 11kV Extnsnbl Switchpanel - Circuit Breaker 200A with VIP 400 relay. Schneider CE2-T31/21. Pre-wired for actuator. Inc: VPIS-V3 on feeder, flat gland plate, 3 x CES4s, stud, SF6 gauge alarm wired. Short Bushing on CE2 outgoing | 103968 | Schneider Electric | Yes | Leeds, UK | CE2-T31/21 | Replaces CE2-T12/21 with VIP300 and Class X CTs NPg# 103366 VIP400 Relay APPROVED with added Test Winding on RMR from 8th September 2021 | NPS/003/014 | 2021-09-08
Plant & Switchgear | Switchgear | Distribution Extensible | 11kV | 11kV Extnsbl Switchpanel - Circuit Breaker 630A with VIP 400 relay. Schneider CE6-T31/21. Pre-wired for actuator. Inc: VPIS-V3 on feeder, flat gland plate, 3 x CES4s, stud, SF6 gauge alarm wired. Short Bushing on CE2 outgoing | 103972 | Schneider Electric | Yes | Leeds, UK | CE6-T31/21 | Replaces CE6-T8/21 with VIP300 and Class X CTs NPg# 103499 VIP400 Relay APPROVED with added Test Winding on RMR from 8th September 2021 | NPS/003/014 | 2021-02-19
Plant & Switchgear | Switchgear | Distribution Extensible Metering | 11kV | 11kV G95 Extsnble Metered CB 200A V1. Schneider CE2-N116/21. Inc: VIP400 relay, 100/50/5A CTs, 2 VTs, shunt trip, 2 x VPIS-V3, SF6 alarm. Short Bushing on CE2 outgoing. HV Cble bx, single hole gland plate and glands. | 104000 | Schneider Electric | Yes | Leeds, UK | CE2-N116/21 | Replaces CE2-N91/21 with VIP300 and Class X CTs NPg# 206203 VIP400 Relay APPROVED with added Test Winding on RMR from 8th September 2021 | NPS/003/014 | 2021-02-19
Plant & Switchgear | Switchgear | Distribution Extensible Metering | 11kV | 11kV Extensible Switchpanel - Metered Circuit Breaker 630A V2. Schneider CE2-T35/21 Inc: VIP 400, 200/100/5A CTs, 2 VTs, shunt trip, 2 x VPIS-V3, SF6 alarm wired. No actuator pre-wire/FPI/CT. Short Bushing on CE2 outgoing. | 104008 | Schneider Electric | Yes | Leeds, UK | CE2-T35/21 | Replaces CE2-T3/21 with VIP300 and Class X CTs NPg# 103465 VIP400 Relay APPROVED with added Test Winding on RMR from 8th September 2021 | NPS/003/014 | 2021-09-08
Plant & Switchgear | Switchgear | Distribution Extensible Metering | 11kV | 11kV Extnsbl Sw-panel - Metered Circuit Breaker 630A V1. Schneider CE6-T34/21 . Inc: VIP 400, with 400/200/5A CTs, 2 VTs, shunt trip, 2 x VPIS-V3, SF6 alarm wired. No actuator pre-wire/FPI/CT. Short Bushing on CE6 outgoing | 104004 | Schneider Electric | Yes | Leeds, UK | CE6-T34/21 | Replaces CE6-T5/21 with VIP300 and Class X CTs NPg# 103523 VIP400 Relay APPROVED with added Test Winding on RMR from 8th September 2021 | NPS/003/014 | 2021-09-08
Plant & Switchgear | Switchgear | Distribution Extensible | 11kV | 11kV Extensible Switchpanel - Switch Disconnector 630A. Schneider SE6-S2/21 . Pre-wired for actuator. Inc: VPIS-V3 on feeder, flat gland plate, 3 x CES4s, earth stud, SF6 gauge alarm wired. | 104012 | Schneider Electric | Yes | Leeds, UK | SE6-S2/21 | Replaces SE6-S2/21 with old VPIS NPg# 103796 | NPS/003/014 | 2020-11-27
Plant & Switchgear | Switchgear | Distribution RMU with Metering Unit | 11kV | 11kV RMU & Metering Assy Vrs 2- 200A VIP400 Relay prtcd Schneider RN2D-T2-S-21 Cpld MU2D-M3/16. 2 x 200/100/5A 0.5s CTs, 2 x VTs. Shunt trip. Cable box on MU2D tee (3 hole plates, CES4).EXCLUDES metering panel. VPIS-V3 | 103992 | Schneider Electric | Yes | Leeds, UK | RN2D-T2-S-21 COUPLED TO MU2D-M3/16 | Replaces RN2C-T2/21 CPLD TO MU2-M3 NPg# 216103 VIP400 APPROVED with added Test Winding | NPS/003/014 | 2021-02-19
Plant & Switchgear | Switchgear | Dist Generator Metering Assy | 11kV | 11kV Gen Metering Assy - 630A G59. Schneider RN6D-T1-S-21 RMU VIP400, cpld to MU6D-N7/16. 2 x 400/200/5A 0.5s CTs, 3 x VTs. Shunt trip.3 hole plates, Actuator wired, LHS Ring Sw CTs & FPI. | 104028 | Schneider Electric | Yes | Leeds, UK | RN6D-T1-S-21 COUPLED TO MU6D-N7/16 | Replaces RN6C-T1/21 CPLD TO MU6-N7/16 NPg# 216100 VIP400 APPROVED with added Test Winding | NPS/003/014 | 2021-02-19
Plant & Switchgear | Switchgear | Dist Generator Metering Assy | 11kV | 11kV Generator Metering Unit - 200A G59 metering unit for D type RMU coupling only. V.1. Schneider MU2D-M11/16. 2 x 100/50/5A 0.5s CTs, 3 VTs. Customer cable box 3 hole gland plate & CES4. EXCLUDES RMU. | 104036 | Schneider Electric | Yes | Leeds, UK | MU2D-M11/16 | Replaces MU2-M11/16 NPg# 206206. Can only be coupled to New D type RMU | NPS/003/014 | 2020-11-27
Plant & Switchgear | Switchgear | Dist Generator Metering Assy | 11kV | 11kV Generator Metering Unit - 200A G59 metering unit for D Type RMU coupling only. V.2. Schneider MU2-M12/16. 2 x 200/100/5A 0.5s CTs,3 VTs. Customer cable box 3 hole gland plate & CES4. EXCLUDES RMU. | 104040 | Schneider Electric | Yes | Leeds, UK | MU2D-M12/16 | Replaces MU2-M12/16 NPg# 206207. Can only be coupled to New D type RMU | NPS/003/014 | 2020-11-27
Plant & Switchgear | Switchgear | Dist Customer Metering | 11kV | 11kV Customer Metering Unit - 200A D type metering unit ONLY. Freestanding V.1. Schneider MU2D-M2/16 FS. 2 x 100/50/5A 0.5s CTs, 2 x VTs. Cable boxes on incoming and outgoing (3 hole & CES4s) | 104048 | Schneider Electric | Yes | Leeds, UK | MU2D-M2/16 FS | Replaces MU2-M12/16 FS NPg# 206208. | NPS/003/014 | 2020-11-27
Plant & Switchgear | Switchgear | Dist Customer Metering | 11kV | 11kV Customer Metering Unit - 200A D type metering unit ONLY. For RMU coupling. V.2. Schneider MU2D-M3/16 FS. 2 x 200/100/5A 0.5s CTs, 2 x VTs. Cable boxes incoming and outgoing (3 hole & CES4s) | 104052 | Schneider Electric | Yes | Leeds, UK | MU2D-M3/16 FS | Replaces MU2-M3/16 FS NPg# 206209. | NPS/003/014 | 2020-11-27
Plant & Switchgear | Switchgear | Dist Customer Metering | 11kV | 11kV Customer Metering Unit - 630A D type metering unit ONLY. For RMU coupling. V.2. Schneider MU6D-N1/16 FS. 2 x 400/200/5A 0.5s CTs, 2 x VTs. . Cable boxes on incoming and outgoing (3 hole & CES4s) | 104056 | Schneider Electric | Yes | Leeds, UK | MU6D-N1/16 FS | Replaces MU6-N1/16 FS NPg# 206210 | NPS/003/014 | 2020-11-27
Plant & Switchgear | Switchgear | Dist RMU Ancillary | 11kV | RMU - Ancillary - "D" Cable Box Gland Plate - Single Hole. Schneider RMD-A316. Flat, split. | 103922 | Schneider Electric | Yes | Leeds, UK | RMD-A316 | CHANGED DIMENSIONS OF GLAND PLATE TO FIT NEW D CABLE BOX. | NPS/003/014 | 2020-12-11
Plant & Switchgear | Switchgear | Dist RMU Ancillary | 11kV | RMU - Ancillary - Cable Box Gland Plate ONLY - Single Hole. Schneider RMR-A316. Flat, split, for use on "C" type RMU | 206440 | Schneider Electric | Yes | Leeds, UK | RMR-A316 | For older Ringmaster C cable boxes | NPS/003/014 | 2020-12-11
Plant & Switchgear | Switchgear | Dist RMU Ancillary | 11kV | Schneider RMD-A507 Rotary 24Volt DC Actuator Suitable for RN2c, RN6c, RE2c, RN2D,RE2D, RN6D RMU ring switches (on-site replacement) | 216071 | Schneider Electric | Yes | Leeds, UK | RMD-A507 | Compatible with "C" and "D" Ringmaster ranges | NPS/003/014 | 2020-12-11
Plant & Switchgear | Switchgear | Dist RMU Ancillary | 11kV | 11kV Ancillary - 630A Cable Box for Schneider "C", "D" RMU and RMR T-off. RMD-A2133. Inc: Hardware, Gland Plate - flat split 3 hole, CES4 glands, earth stud | 103926 | Schneider Electric | Yes | Leeds, UK | RMR-A2133 | Compatible with "C" and "D" Ringmaster ranges | NPS/003/014 | 2020-12-11
Plant & Switchgear | Switchgear | Dist Customer Metering | 11kV | 11kV RMU - Metering Unit 200A Version1 - For "D" RMU Schneider MU2D-M2/16 with RMR-A8462 x 100/50/5A CTs, 2 x VTs. Cable box on outgoing (3 hole & CES4). NOTE - EXCLUDES RMU! | 103980 (NOT ON CONTRACT) | Schneider Electric | No | Leeds, UK | MU2D-M2/16 | NOT ON CONTRACT. Replaces MU2-M2/16 TX NPg# 102488 | NPS/003/014 | 2020-12-11
Plant & Switchgear | Switchgear | Dist RMU Ancillary | 11kV | RMU - Ancillary - Actuator FACTORY FITTED option for remote op of Schneider RN2D, RE2D or RN6D BOTH LH AND RH RSw's.Inc: FPI on BOTH RSw'S, factory test cert, and all required mods to the RMU. MUST be ordered with a RMU. | 216182 | Schneider Electric | Yes | Leeds, UK | TBC | Includes added FPI & CT's on 2nd RSw | NPS/003/014 | 2020-12-11
Plant & Switchgear | Switchgear | Distribution Extensible | 11kV | 11kV Extnsbl Sw-panel - Bus Sctn Circuit Breaker 630A with VIP 400 relay. Schneider CE6-B10/21. Including: VPIS-V3 on both busbar circuits, pre-wired for actuator, SF6 gas gauge alarm wired. Short Bushing on CE6 outgoing | 103960 | Schneider Electric | Yes | Leeds, UK | CE6-B10/21 | Replaces CE6-B5/21 NPg# 206202 VIP400 Relay APPROVED with added Test Winding on RMR from 8th September 2021 | NPS/003/014 | 2021-09-08
Plant & Switchgear | Switchgear | Distribution Extensible | 11kV | 11kV Extnsbl Switchpanel - Metering Bus-Section Circuit Breaker 630A. Schneider CE6-B9/21. Inc: VIP 400 relay, 400/200/5A CTs, 2 VTs, shunt trip, VPIS-V3, SF6 alarm wired. No actuator pre-wire/FPI/CT. Short Bushing on CE6 outgoing | 103996 | Schneider Electric | Yes | Leeds, UK | CE6-B9/21 | Replaces CE6-B3/21 NPg# 206026 VIP400 Relay APPROVED with added Test Winding on RMR from 8th September 2021 | NPS/003/014 | 2021-09-08
Plant & Switchgear | Switchgear | Dist Extensible Ancillary | 11kV | 11kV Extensible Switchpanel - Ancillary - Option For Actuator and FPI - Schneider RMR-F67. Factory Fitted Linear 24V DC Actuator for "SE" switch-disconnectors and "CE" CB units and NPg spec FPI on to the RMR Range. | 103863 | Schneider Electric | Yes | Leeds, UK | RMR-F67 |  | NPS/003/014 | 2020-12-11
Plant & Switchgear | Switchgear | Distribution Extended RMU | 11kV | 11kV Four Panel Switchboard - 200A TLF RMU & 630A Sw. Schneider RE2D-T1-S-21 cpld to SE6-S2/21 on frame. Ring Sw & SE6 Inc: actuator wiring, CTs & FPIs, VPIS-V3, 3 hole plate & CES4s & earth stud | 103914 | Schneider Electric | Yes | Leeds, UK | RE2D-T1-S-21 COUPLED TO SE6-S2/21 | Replaces RE2C-T1/21 CPLD TO SE6-S2/21 NPg# 380259 | NPS/003/014 | 2020-12-11
Plant & Switchgear | Switchgear | Distribution Extended RMU | 11kV | 11kV Four Panel Switchboard - 200A TLF RMU & 200A CB with TLF. Schneider RE2D-T1-S-21 cpld to CE2-T7/21.. LH Ring Sw Inc: actuator wiring, CTs/FPIs. 3 hole plate & CES4s & stud. Short Bushing on CE2 outgoing | 103918 | Schneider Electric | Yes | Leeds, UK | RE2D-T1-S-21 COUPLED TO CE2-T7/21 | Replaces RE2C-T1/21 CPLD TO CE2-T7/21 NPg# 206456 | NPS/003/014 | 2020-12-11
Plant & Switchgear | Switchgear | Dist RMU Ancillary | 11kV | Schneider RMR A-50 Angled Gland Plate for: RN2 Ring Sw, ALL Schneider RMU Tee off Boxes and RMR Extensible Range. Use with tube gland 206442 & breakout 162949 | 206433 | Schneider Electric | Yes | Leeds, UK | RMR-A50 | Suitable for "C" type cable boxes | NPS/003/014 | 2020-12-11
Plant & Switchgear | Switchgear | Dist RMU Ancillary | 11kV | RMU -Ancillary - ANGLED Single hole CES5 Gland Plate RMD-A50 for all D-RMU Tee off Boxes and RMR-D Extensible Range. Use with tube gland 206442 & breakout 162949 & insulated stud suitable for HOT site 206428. | 103942 | Schneider Electric | Yes | Leeds, UK | RMD-A50 | Suitable for "D" type cable boxes | NPS/003/014 | 2020-12-11
Plant & Switchgear | Switchgear | Dist RMU Ancillary | 11kV | Schneider RMR-A317 Angled Gland plate for use on RN2c/RN6c/RE2c ring switches. Use with tube gland 206442 & breakout 162949 | 206438 | Schneider Electric | Yes | Leeds, UK | RMR-A317 | Suitable for "C" type cable boxes | NPS/003/014 | 2020-12-11
Plant & Switchgear | Switchgear | Dist RMU Ancillary | 11kV | RMU - Ancillary - ANGLED Single hole CES5 Gland Plate- RMD-A317 for all Schneider RMU "D" Ring Sw's . Use with tube gland 206442 & breakout 162949 & insulated stud suitable for HOT site 206428. | 103934 | Schneider Electric | Yes | Leeds, UK | RMD-A317 | Suitable for "D" type cable boxes | NPS/003/014 | 2020-12-11
Plant & Switchgear | Switchgear | Generator Metering Assembly | 11kV | 11kV RMU & Metering Assy Vrs 2- 200A VIP400 Relay prtcd Schneider RN2D-T2-S-21 Cpld MU2D-M3/16. 2 x 200/100/5A 0.5s CTs, 2 x VTs. Shunt trip. Cable box on MU2D tee (3 hole plates, CES4).EXCLUDES metering panel. VPIS-V3 | 103992 | Schneider Electric | Yes | Leeds, UK | RN2D-T2-S-21 COUPLED TO MU2D-M3/16 | Replaces RN2C-T2/21 CPLD TO MU2-M3 NPg# 216103 VIP400 APPROVED with added Test Winding | NPS/003/014 | 2021-02-19
Plant & Switchgear | Switchgear | Generator Metering Assembly | 11kV | 11kV Gen Metering Assy - 630A G99. Schneider RN6D-T1-S-21 RMU VIP400, cpld to MU6D-N7/16. 2 x 400/200/5A 0.5s CTs, 3 x VTs. Shunt trip.3 hole plates, Actuator wired, LHS Ring Sw CTs & FPI. | 104028 | Schneider Electric | Yes | Leeds, UK | RN6D-T1-S-21 COUPLED TO MU6D-N7/16 | Replaces RN6C-T1/21 CPLD TO MU6-N7/16 NPg# 216100 | NPS/003/014 | 2021-02-19
Plant & Switchgear | Switchgear | Generator Metering Unit | 11kV | 11kV Generator Metering Unit - 200A G99 metering unit for D Type RMU coupling only. V.2. Schneider MU2-M12/16. 2 x 200/100/5A 0.5s CTs,3 VTs. Customer cable box 3 hole gland plate & CES4. EXCLUDES RMU. | 104040 | Schneider Electric | Yes | Leeds, UK | MU2D-M12/16 | Replaces MU2-M12/16 NPg# 206207 | NPS/003/014 | 2020-12-11
Plant & Switchgear | Switchgear | Generator Metering Unit | 11kV | 11kV Generator Metering Unit - 200A G59 metering unit for D Type RMU coupling only. V.2. Schneider MU2-M12/16. 2 x 200/100/5A 0.5s CTs,3 VTs. Customer cable box 3 hole gland plate & CES4. EXCLUDES RMU. | 104048 | Schneider Electric | Yes | Leeds, UK | MU2D-M2/16 FS | Replaces MU2-M12/16 FS NPg# 206208 | NPS/003/014 | 2020-12-11
Plant & Switchgear | Switchgear | Dist Customer Metering | 11kV | 11kV Customer Metering Unit - 200A D type metering unit ONLY. For RMU coupling. V.2. Schneider MU2D-M3/16 FS. 2 x 200/100/5A 0.5s CTs, 2 x VTs. Cable boxes incoming and outgoing (3 hole & CES4s) | 104052 | Schneider Electric | Yes | Leeds, UK | MU2D-M3/16 FS | Replaces MU2-M3/16 FS NPg# 206209 | NPS/003/014 | 2020-12-11
Plant & Switchgear | Switchgear | Dist Customer Metering | 11kV | 11kV Customer Metering Unit - 630A D type metering unit ONLY. For RMU coupling. V.2. Schneider MU6D-N1/16 FS. 2 x 400/200/5A 0.5s CTs, 2 x VTs. . Cable boxes on incoming and outgoing (3 hole & CES4s) | 104056 | Schneider Electric | Yes | Leeds, UK | MU6D-N1/16 FS | Replaces MU6-N1/16 FS NPg# 206210 | NPS/003/014 | 2020-12-11
Plant & Switchgear | Switchgear | Dist Customer Metering | 11kV | RMU - Ancillary - Busbar End Cap for Schneider RMU, RMR & RMD. Schneider RMD-A420. Fully insulated busbar end cap for use with Schneider extensible RMUs and RMR range CBs and Switch Disconnectors. | 206213 | Schneider Electric | Yes | Leeds, UK | RMD-A420 |  | NPS/003/014 | 2020-12-11
Plant & Switchgear | Batteries & Chargers | RTU Supply | 12VDC | VRLA Battery 12HX105FR | N/A | ENERSYS | Yes |  | 12HX105FR | Approved for Lucy Gemini 3 Shallow and REMSDAQ NX Shallow RTU's | NPS003017 | 2021-03-19
Plant & Switchgear | Batteries & Chargers | RTU Supply | 12VDC | VRLA Battery NPL24-12I | N/A | YUASA | Yes |  | NPL24-12I | Approved for Lucy Gemini 3 Shallow and REMSDAQ NX Shallow RTU's | NPS003017 | 2021-03-19
Plant & Switchgear | Batteries & Chargers | 30V Dist Tripping | 30VDC | 7.5Ah 30V Switch Tripping Primary Cell Lithium-Ion Battery Unit Model TA205340 complete with a monitoring/alarm facility in accordance with Northern Powergrid NSP003002 | N/A | Dale Power | Yes | UK | TA205340 | Non-rechargeable Lithium Ion Cells. Wall Mount. Supplied by Service Provider (Dale Power) from June 2021 | NPS/003/002 | 2021-09-08
Plant & Switchgear | Distribution Transformer | UDE TX | 11kV | 315 kVA, 11kV-433V, 3 phase, UDE Style, Ground Mount Tx | 380400 | Kyte Powertech (CG Power) | Yes | Cavan, Ireland | 206-EM12525.0 (ZENNPPG031511S2) | Tier 2 product approved 03/09/21 | NPS/003/011 | 2021-09-08
Plant & Switchgear | Distribution Transformer | UDE TX | 11kV | 500 kVA, 11kV-433V, 3 phase, UDE Style, Ground Mount Tx. | 380401 | Kyte Powertech (CG Power) | Yes | Cavan, Ireland | 208-EM11406.1 (ZENA0020522) | Tier 2 product approved 03/09/21 | NPS/003/011 | 2021-09-08
Plant & Switchgear | Distribution Transformer | UDE TX | 20kV | 315 kVA, 20kV-433V, 3 phase, Cable Connected Style, Ground Mount Tx. With cable box on HV flange. | 381770 | Kyte Powertech (CG Power) | Yes | Cavan, Ireland | 206-EM11714.0 (ZENA0020848) | Tier 2 product approved 03/09/21 | NPS/003/011 | 2021-09-08
Plant & Switchgear | Distribution Transformer | CC+HV BOX | 20kV | 1000 kVA, 20kV-433V, 3 phase, Cable Connected Style, Ground Mount Tx. With cable box on HV flange. | 381858 | Kyte Powertech (CG Power) | Yes | Cavan, Ireland | E80-EM11660.1 (ZENA0020791 | Tier 2 product approved 03/09/21 | NPS/003/011 | 2021-09-08
Plant & Switchgear | Switchgear | Primary Switchgear | 66kV | 72.5 kV Double Side Break Disconnector 1250A and 2000A 25 kA. |  | Hitachi Energy | Yes | Bulgaria | eDB |  | NPS/003/007 | 2021-11-15
Plant & Switchgear | Switchgear | Primary Switchgear | 66kV | 72.5 kV Centre BreakDisconnector 1250A and 2000A 25 kA. |  | UK Grid Solutions | Yes | Kassel, Germany | SERIE II S2DA |  | NPS/003/007 | 2021-11-15
Plant & Switchgear | Protection Relay | Distribution-Self Powered | 11kV | VIP300 Self Powered Relay ((only compatible with class X CT's, NOT CT-sensors) | N/A | Schneider Electric | Obsolete |  |  | Obsolete and replaced by VIP400 in January 2021. Still acceptable on Ringmaster C products by agreement. | NPS/003/014 | 2021-11-26
Plant & Switchgear | Protection Relay | Distribution-Self Powered | 11kV | VIP400 Self Powered Relay (only compatible with CT-sensors, NOT class X CT's) | N/A | Schneider Electric | Yes |  |  | Accepted from Feb 2021. MUST be accompanied by added TEST WINDING arrangement | NPS/003/014 | 2021-11-26
Plant & Switchgear | Protection Relay | Distribution-Self Powered | 11kV & 20kV | Fanox SIA-C Self Powered Relay (supplied on Lucy Electric Sabre RMU) | N/A | Lucy Electric | Yes |  |  |  | NPS/003/014 | 2021-11-26
Plant & Switchgear | Protection Relay | Distribution-Self Powered | 11kV & 20kV | ABB RJ603 version3 Self Powered Relay (supplied on SafeRing and SafePlus Distribution switchgear) | N/A | ABB | Yes |  |  |  | NPS/003/014 | 2021-11-26
Plant & Switchgear | Switchgear | Primary Switchgear | 66kV | 72.5 kV Centre-Break Disconnector 1600A-2500A 40kA |  | Hapam | No | Bunshoten, Holland | SB111- AM - 72.5 | Manual drive for DS and ES or Motor Mech: EAF | NSP/003/007 | 2022-02-14
Plant & Switchgear | Switchgear | Circuit Switcher | 132kV | Outdoor circuit switcher – Horizontal fault interrupter with integrated vertical-break disconnect (optional earth switch), 25kA | N/A | S&C Electric Canada Ltd | No | S & C Electric Company 6601 North Ridge Boulevard Chicago, IL 60626-3997 | 2010-145 kV | A circuit-switcher is a mechanical switching device with an integral interrupter suitable for making, carrying and interrupting current under normal circuit conditions. It is also suitable for interrupting primary-bus fault current for applications stated in the ENA NOC. The circuit-switcher has an integrally mounted disconnector to provide a visible air gap. The disconnector operation and position is dependent upon and coordinated with the interrupter position. | NSP/003/007 | 2022-02-14
Plant & Switchgear | Switchgear | Circuit Switcher | 132kV | Outdoor circuit switcher – Vertical fault interrupter with integrated side-break disconnect (optional earth switch), 25kA | N/A | S&C Electric Canada Ltd | No | S & C Electric Company 6601 North Ridge Boulevard Chicago, IL 60626-3997 | 2020-145 kV | A circuit-switcher is a mechanical switching device with an integral interrupter suitable for making, carrying and interrupting current under normal circuit conditions. It is also suitable for interrupting primary-bus fault current for applications stated in the ENA NOC. The circuit-switcher has an integrally mounted disconnector to provide a visible air gap. The disconnector operation and position is dependent upon and coordinated with the interrupter position. | NSP/003/007 | 2022-02-14
Plant & Switchgear | Switchgear | Circuit Switcher | 66kV | Outdoor circuit switcher – Horizontal fault interrupter with integrated vertical-break disconnect (optional earth switch), 25kA | N/A | S&C Electric Canada Ltd | No | S & C Electric Company 6601 North Ridge Boulevard Chicago, IL 60626-3997 | 2010-72.5 kV | A circuit-switcher is a mechanical switching device with an integral interrupter suitable for making, carrying and interrupting current under normal circuit conditions. It is also suitable for interrupting primary-bus fault current for applications stated in the ENA NOC. The circuit-switcher has an integrally mounted disconnector to provide a visible air gap. The disconnector operation and position is dependent upon and coordinated with the interrupter position. | NSP/003/007 | 2022-02-14
Plant & Switchgear | Switchgear | Circuit Switcher | 66kV | Outdoor circuit switcher – Vertical fault interrupter with integrated side-break disconnect (optional earth switch), 25kA | N/A | S&C Electric Canada Ltd | No | S & C Electric Company 6601 North Ridge Boulevard Chicago, IL 60626-3997 | 2020-72.5 kV | A circuit-switcher is a mechanical switching device with an integral interrupter suitable for making, carrying and interrupting current under normal circuit conditions. It is also suitable for interrupting primary-bus fault current for applications stated in the ENA NOC. The circuit-switcher has an integrally mounted disconnector to provide a visible air gap. The disconnector operation and position is dependent upon and coordinated with the interrupter position. | NSP/003/007 | 2022-02-14
Plant & Switchgear | Switchgear | Primary Switchgear | 132kV | SSP Semi-pantograph disconnector 132kV, 800A BIL 650kV short time current: 40kA 1 sec Peak current: 100kA |  | Coelme Costruzioni Elettromeccaniche SpA | No | Via Galileo Galilei 1/2 Santa Maria di Sala, 30036 Italy | SSP 145-800(2000) |  | NSP/003/007 | 2022-02-22
Plant & Switchgear | Substation Post Insulators |  | 132kV | 132kV grey 21kN composite vertical outdoor post insulator. Flange mounting with 4 x 16mm holes on on a 127mm PCD. 132kV Min Creepage: 4560mm Max design cantilever load: 10.5kN Min cantilever failing load: 21kN Wet power frequency withstand voltage: 350kV Lightning impulse withstand voltage: 650kV Approx weight: 35kg | Not Currently Stocked | Allied Insulators | No | Staffordshire, England | FA.S 4242 |  | NPS/003/015 | 2022-02-23
Plant & Switchgear | Switchgear | Primary Switchgear | 33kV | Outdoor dead tanks SF6 insulated vacuum circuit breaker with magnetic actuator and vacuum interrupters (1250A or 2000A) Rated short-circuit breaking current 25kA |  | Hawker Siddeley (Brush) | No | Blackwood, South Wales | Horizon 36kV 25kA 1250A & 2000A ENA NOC 1034 |  | NPS/003/043 | 2022-05-10
Underground | Link Box |  | LV | LV Underground Link Box – 2-Way - 4 Core | 160615 | Sicame Electrical Developments | Yes | Hoo, Kent |  | Mk3 - 4 Core | NPS/002/012 | 2022-05-17
Underground | Link Box |  | LV | LV Underground Link Box – 4-Way - 4 Core | 160616 | Sicame Electrical Developments | Yes | Hoo, Kent |  | Mk3 - 4 Core | NPS/002/012 | 2022-05-17
Underground | Link Box |  | LV | 2-Way Link Box concrete Replacement Pavement Cover | 106608 | Sicame Electrical Developments | Yes | Hoo, Kent |  | For Mk3 Link Box | NPS/002/012 | 2022-05-17
Underground | Link Box |  | LV | 2-Way Link Box Un-filled Pavement Cover | 160609 | Sicame Electrical Developments | Yes | Hoo, Kent |  | For Mk3 Link Box | NPS/002/012 | 2022-05-17
Underground | Link Box |  | LV | 4-Way Link Box concrete Replacement Pavement Cover | 160617 | Sicame Electrical Developments | Yes | Hoo, Kent |  | For Mk3 Link Box | NPS/002/012 | 2022-05-17
Underground | Link Box |  | LV | 4-Way Link Box Un-filled Pavement Cover | 160618 | Sicame Electrical Developments | Yes | Hoo, Kent |  | For Mk3 Link Box | NPS/002/012 | 2022-05-17
Underground | Link Box | Protection Blanket | LV | Red large Link box protection blanket Suitable for older cast iron 4 way link box in brick built pit Remedial work required Size 1100mm x 900mm | 189890 | AUS Limited | Yes | Huddersfield, England | BLANK80 |  | NPS/002/012 | 2022-05-17
Underground | Link Box | Protection Blanket | LV | Red Medium Link box protection blanket Suitable for new 4 way link box in purpose built Plastic pit Remedial work required Size 800mm x 700mm | 189891 | AUS Limited | Yes | Huddersfield, England | BLANK81 |  | NPS/002/012 | 2022-05-17
Underground | Link Box | Protection Blanket | LV | Red Small Link box protection blanket Suitable for 2 way link box in brick or purpose built plastic pit Remedial work required Size 600mm x 450mm | 189862 | AUS Limited | Yes | Huddersfield, England | BLANK82 |  | NPS/002/012 | 2022-05-17
Underground | Link Box | Protection Blanket | LV | Yellow large Link box protection blanket Suitable for older cast iron 4 way link box in brick built pit High risk site Size 1100mm x 900mm | 189863 | AUS Limited | Yes | Huddersfield, England | BLANK85 |  | NPS/002/012 | 2022-05-17
Underground | Link Box | Protection Blanket | LV | Yellow Medium Link box protection blanket Suitable for new 4 way link box in purpose built Plastic pit High risk site Size 800mm x 700mm | 189864 | AUS Limited | Yes | Huddersfield, England | BLANK86 |  | NPS/002/012 | 2022-05-17
Underground | Link Box | Protection Blanket | LV | Yellow Small Link box protection blanket Suitable for 2 way link box in brick or purpose built plastic pit High risk site Size 600mm x 450mm | 189865 | AUS Limited | Yes | Huddersfield, England | BLANK87 |  | NPS/002/012 | 2022-05-17
Plant & Switchgear | Transformer |  | 132kV | 132kV CMR Transformer to ENATS 35-3 and NPS/003/021 |  | Kolektor Etra | Yes | Ljubljana, Slovenia |  |  | NPS/003/021 | 2022-07-05
Plant & Switchgear | Transformer |  | 66kV | 66kV CER Transformer to ENATS 35-2 and NPS/003/012 |  | Kolektor Etra | Yes | Ljubljana, Slovenia |  |  | NPS/003/012 | 2022-07-05
Plant & Switchgear | Transformer |  | 33kV | 33kV CER Transformer to ENATS 35-2 and NPS/003/012 |  | Kolektor Etra | Yes | Ljubljana, Slovenia |  |  | NPS/003/012 | 2022-07-05
Plant & Switchgear | Transformer |  | 132kV | 132kV CMR Transformer to ENATS 35-3 and NPS/003/021 |  | Starkstrom | Yes | Regensburg, Germany |  |  | NPS/003/021 | 2022-07-05
Plant & Switchgear | Transformer |  | 66kV | 66kV CER Transformer to ENATS 35-2 and NPS/003/012 |  | Winders | Yes | Leeds, UK |  |  | NPS/003/012 | 2022-07-05
Plant & Switchgear | Transformer |  | 33kV | 33kV CER Transformer to ENATS 35-2 and NPS/003/012 |  | Winders | Yes | Leeds, UK |  |  | NPS/003/012 | 2022-07-05
Plant & Switchgear | Transformer |  | 132kV | 132/33kV CMR Transformer to ENATS 35-3 and NPS/003/021 |  | Brush Transformers | No | Loughborough, UK |  |  | NPS/003/021 | 2022-07-05
Plant & Switchgear | Distribution Transformer | CC+HV BOX | 20kV | 315 kVA, 20kV-433V, 3 phase, Cable Connected Style, Ground Mount Tx. With cable box on HV flange. | 381770 | Kyte Powertech (CG Power) | Yes | Cavan, Ireland | 206-EM12544.0 (ZENNPG031511CC2) | Tier 2 TX's accepted from 02/09/21 | NPS/003/011 | 2022-09-23
Plant & Switchgear | Distribution Transformer | CC+HV BOX | 20kV | 500 kVA, 20kV-433V, 3 phase, Cable Connected Style, Ground Mount Tx. With cable box on HV flange | 381799 | Kyte Powertech (CG Power) | Yes | Cavan, Ireland | 208-EM11659.1 (ZENNPG050020CC2) | Tier 2 TX's accepted from 02/09/21 | NPS/003/011 | 2022-09-23
Plant & Switchgear | Distribution Transformer | CC+HV BOX | 20kV | 800 kVA, 20kV-433V, 3 phase, Cable Connected Style, Ground Mount Tx. With cable box on HV flange. | 381838 | Kyte Powertech (CG Power) | Yes | Cavan, Ireland | 210-EM12548.0 (ZENNPG080020CC2) | Tier 2 TX's accepted from 02/09/21 | NPS/003/011 | 2022-09-23
Plant & Switchgear | Distribution Transformer | CC+HV BOX | 20kV | 1000 kVA, 20kV-433V, 3 phase, Cable Connected Style, Ground Mount Tx. With cable box on HV flange. | 381858 | Kyte Powertech (CG Power) | Yes | Cavan, Ireland | E80-EM12550.0 (ZENNPG100020CC2) | Tier 2 TX's accepted from 02/09/21 | NPS/003/011 | 2022-09-23
Underground | HV Joints and Terminations | Terminations | 20kV | Termination Indoor: 20kV - 800mm² Stranded Copper Single Core Polymeric - ColdShrink (Set of 1) - Including Phase and Earth Lug | 160674 | TE Connectivity | No | TE Kunshan, China | CSTI-5162-GBxx (TE to provide exact description) | Termination bodies manufactured in TE China. Terminations kitted in TE Witham, UK | NPS/002/015 | 2022-09-26
Underground | HV Joints and Terminations | Terminations | 20kV | Termination Outdoor: 33kV - 800mm² Stranded Copper Single Core Polymeric - ColdShrink (Set of 1) - Including Phase and Earth Lug | 160676 | TE Connectivity | No | TE Kunshan, China | CSTO-5162-GBxx(TE to provide exact description) | Termination bodies manufactured in TE China. Terminations kitted in TE Witham, UK | NPS/002/015 | 2022-09-26
Underground | HV Joints and Terminations | Terminations | 33kV | Termination Indoor: 33kV - 800mm² Stranded Copper Single Core Polymeric - ColdShrink (Set of 1) - Including Phase and Earth Lug | 162112 | TE Connectivity | No | TE Kunshan, China | CSTI-6162-GBxx (TE to provide exact description) | Termination bodies manufactured in TE China. Terminations kitted in TE Witham, UK | NPS/002/015 | 2022-09-26
Underground | HV Joints and Terminations | Terminations | 33kV | Termination outdoor: 33kV - 800mm² Stranded Copper Single Core Polymeric - ColdShrink (Set of 1) - Including Phase and Earth Lug | 162117 | TE Connectivity | No | TE Kunshan, China | CSTO-6162-GBxx (TE to provide exact description) | Termination bodies manufactured in TE China. Terminations kitted in TE Witham, UK | NPS/002/015 | 2022-09-26
Underground | Cable Terminations | Disconnectable Screened Separable Elbow (Outer Cone) | 20kV | Disconnectable Screened Separable Elbow 1250A Single Core XLPE 800mm2 Stranded Copper Core | 160684 | Tyco Electronics | No | Ottobrun, Germany | RSTI-5954 | For Bushing Profile in accordance to EN 50181 “C” Generic suppliers kit supplied in a kit of 3 with Phase Mechanical Connectors only. Additional 3 x approved earth/screen lugs required - BAH-024020023: X87602-000 | NPS/002/015 | 2022-09-26
Underground | Cable Terminations | Disconnectable Screened Separable Elbow (Outer Cone) | 33kV | Disconnectable Screened Separable Elbow 800A Single Core XLPE 300mm2 Stranded Copper Core | 162118 | Tyco Electronics | No | Ottobrun, Germany | RSTI-6855: CR5012-000 | For Bushing Profile in accordance to EN 50181 “C” Generic suppliers kit supplied in a kit of 3 with Phase Mechanical Connectors only. Additional 3 x approved earth/screen lugs required - BAH-024020023: X87602-000 | NPS/002/016 | 2022-09-26
Underground | Cable Terminations | Disconnectable Screened Separable Elbow (Outer Cone) | 33kV | Disconnectable Screened Separable Elbow 1250A Single Core XLPE 500mm2 Stranded Copper Core | 162119 | Tyco Electronics | No | Ottobrun, Germany | RSTI-6952 | For Bushing Profile in accordance to EN 50181 “C” Generic suppliers kit supplied in a kit of 3 with Phase Mechanical Connectors only. Additional 3 x approved earth/screen lugs required - BAH-024020023: X87602-000 | NPS/002/016 | 2022-09-26
Underground | Cable Terminations | Disconnectable Screened Separable Elbow (Outer Cone) | 33kV | Disconnectable Screened Separable Elbow 1250A Single Core XLPE 630mm2 Stranded Copper Core | 162120 | Tyco Electronics | No | Ottobrun, Germany | RSTI-6952 | For Bushing Profile in accordance to EN 50181 “C” Generic suppliers kit supplied in a kit of 3 with Phase Mechanical Connectors only. Additional 3 x approved earth/screen lugs required - BAH-024020023: X87602-000 | NPS/002/016 | 2022-09-26
Underground | Cable Terminations | Disconnectable Screened Separable Elbow (Outer Cone) | 33kV | Disconnectable Screened Separable Elbow 1250A Single Core XLPE 800mm2 Stranded Copper Core | 162121 | Tyco Electronics | No | Ottobrun, Germany | RSTI-6954 | For Bushing Profile in accordance to EN 50181 “C” Generic suppliers kit supplied in a kit of 3 with Phase Mechanical Connectors only. Additional 3 x approved earth/screen lugs required - BAH-024020023: X87602-000 | NPS/002/016 | 2022-09-26
Underground | Cable Terminations | Re-enterable Resin Cable End Box Terminations | 11/20kV | Terminating Kit: 11kV-95mm² to 300mm² & 20kV-95mm² to 185mm² Polymeric Cables within Re-enterable Filled Cable Boxes (Set of 3) -Including Phase and Earth Lugs | 160650 | TE Connectivity | Yes | Ottobrun, Germany | SMOE-63632 | For Bitumen/Oil filled cable end boxes to BS 2562. To include centre palm phase lugs, screen/earth lugs, gland sealing sleeves and associated mastic sealants & greases. | NPS/002/015 | 2022-09-26
Underground | Cable Terminations | Re-enterable Resin Cable End Box Terminations | 11/20kV | Terminating Kit: 11kV & 20kV-300mm² to 400mm² Copper Stranded Core Polymeric Cables within Re-enterable Filled Cable Boxes (Set of 3) -Including Phase and Earth Lugs | 160670 | TE Connectivity | No | Ottobrun, Germany | TBC | For Bitumen/Oil filled cable end boxes to BS 2562. To include centre palm phase lugs, screen/earth lugs, gland sealing sleeves and associated mastic sealants & greases. | NPS/002/015 | 2022-09-26
Underground | Cable Terminations | Re-enterable Resin Cable End Box Terminations | 11/20kV | Terminating Kit: 11kV & 20kV 500mm² to 630mm² Copper Stranded Core Polymeric Cables within Re-enterable Filled Cable Boxes (Set of 3) -Including Phase and Earth Lugs | 160671 | TE Connectivity | No | Ottobrun, Germany | TBC | For Bitumen/Oil filled cable end boxes to BS 2562. To include centre palm phase lugs, screen/earth lugs, gland sealing sleeves and associated mastic sealants & greases. | NPS/002/015 | 2022-09-26
Underground | Cable Terminations | Re-enterable Resin Cable End Box Terminations | 11/20kV | Terminating Kit: 11kV & 20kV 800mm² Copper Stranded Core Polymeric Cables within Re-enterable Filled Cable Boxes (Set of 3) -Including Phase and Earth Lugs | 160672 | TE Connectivity | No | Ottobrun, Germany | TBC | For Bitumen/Oil filled cable end boxes to BS 2562. To include centre palm phase lugs, screen/earth lugs, gland sealing sleeves and associated mastic sealants & greases. | NPS/002/015 | 2022-09-26
Underground | HV Joints and Terminations | Re-enterable Resin Cable End Box Terminations | 33kV | Terminating Kit: 33kV 240mm² Copper Stranded Core Polymeric Cables within Re-enterable Filled Cable Boxes (Set of 3) -Including Phase and Earth Lugs | 159880 | TE Connectivity | No | Ottobrun, Germany | TBC | For Bitumen/Oil filled cable end boxes to BS 2562. To include centre palm phase lugs, screen/earth lugs, gland sealing sleeves and associated mastic sealants & greases. | NPS/002/016 | 2022-09-26
Underground | HV Joints and Terminations | Re-enterable Resin Cable End Box Terminations | 33kV | Terminating Kit: 33kV 300mm² to 400mm² Copper Stranded Core Polymeric Cables within Re-enterable Filled Cable Boxes (Set of 3) -Including Phase and Earth Lugs | 159881 | TE Connectivity | No | Ottobrun, Germany | TBC | For Bitumen/Oil filled cable end boxes to BS 2562. To include centre palm phase lugs, screen/earth lugs, gland sealing sleeves and associated mastic sealants & greases. | NPS/002/016 | 2022-09-26
Underground | HV Joints and Terminations | Re-enterable Resin Cable End Box Terminations | 33kV | Terminating Kit: 33kV 500mm² to 630mm² Copper Stranded Core Polymeric Cables within Re-enterable Filled Cable Boxes (Set of 3) -Including Phase and Earth Lugs | 159882 | TE Connectivity | No | Ottobrun, Germany | TBC | For Bitumen/Oil filled cable end boxes to BS 2562. To include centre palm phase lugs, screen/earth lugs, gland sealing sleeves and associated mastic sealants & greases. | NPS/002/016 | 2022-09-26
Underground | HV Joints and Terminations | Re-enterable Resin Cable End Box Terminations | 33kV | Terminating Kit: 33kV 800mm² Copper Stranded Core Polymeric Cables within Re-enterable Filled Cable Boxes (Set of 3) -Including Phase and Earth Lugs | 159883 | TE Connectivity | No | Ottobrun, Germany | TBC | For Bitumen/Oil filled cable end boxes to BS 2562. To include centre palm phase lugs, screen/earth lugs, gland sealing sleeves and associated mastic sealants & greases. | NPS/002/016 | 2022-09-26
Underground | HV Joints and Terminations | Resin Filled Joint | 11kV | Earthing module for PILCSWA Cables 35-300mm2 11kV Trans/Trif Joints | 088849 | TE Connectivity | Yes | Essex, England | SMOE-62104 |  | NPS/002/015 | 2022-09-26
Underground | HV Joints and Terminations | Resin Filled Joint | 11kV | 11kV PILC Size Transition Module 16-70mm2 (BU1) | 084434 | TE Connectivity | Yes | Essex, England | SMOE-61745 | 11kV Joint Build Up Kit: Kit 1: Cable Core Range 16-70mm²: Used in Conjunction with 95mm² to 185mm² Straight or Branch Joint Kit | NPS/002/015 | 2022-09-26
Underground | HV Joints and Terminations | Resin Filled Joint | 11kV | 11kV PILC Size Transition Module 95-150mm2 (BU2) | 084459 | TE Connectivity | Yes | Essex, England | SMOE-61760 | 11kV Joint Build Up Kit: Kit 2: Cable Core Range 95-150mm²: Used in Conjunction with 185mm² to 300mm² Straight or Branch Joint Kit | NPS/002/015 | 2022-09-26
Underground | HV Joints and Terminations | Resin Filled Joint | 11kV | 11kV PILC Size Transition Module 16-70mm2 (BU3) | 084442 | TE Connectivity | Yes | Essex, England | SMOE-61760 | 11kV Joint Build Up Kit: Kit 3: Cable Range 16 - 70mm²: Used in Conjunction with 185mm² to 300mm² Straight or Branch Joint Kit. | NPS/002/015 | 2022-09-26
Underground | HV Joints and Terminations | Resin Filled Joint | 20kV | 20kV PILC Size Transition Module 95mm2 | 164709 | TE Connectivity | Yes | Essex, England | SMOE-62564 | 20kV Joint Build Up Kit: Cable Range: To build up 0.0225sq" to 95mm²: Used in Conjunction with Straight Joint Kits 162732 or 164431. | NPS/002/015 | 2022-09-26
Underground | HV Joints and Terminations | Resin Filled Joint | 11kV | Single Core polymeric Preparation Module Kit: 11kV - 95/185mm² | 165573 | TE Connectivity | Yes | Essex, England | SMOE-62384 | 11 KV Single Core 70-185mm² Polymeric Cable Preparation with support ring Used in conjunction with Transition Straight, Branch and Loop Joints | NPS/002/015 | 2022-09-26
Underground | HV Joints and Terminations | Resin Filled Joint | 11kV | Single Core polymeric Preparation Module Kit: 11kV - 185/300mm² | 165574 | TE Connectivity | Yes | Essex, England | SMOE-62384 | 11 KV Single Core 150-300mm² Polymeric Cable Preparation with support ring Used in conjunction with Transition Straight, Branch and Loop Joints | NPS/002/015 | 2022-09-26
Underground | Cable Joints | Straight Joint | 11kV | Straight Joint Triplex Joint/Resin filled for external earthing: up to185/300mm2 Solid Aluminium Conductor. | 164545 | TE Connectivity (Tyco) | Yes | Essex, England | SMOE-64803 | Screen/Earth wires bunched, and external solid copper earth conductor included in kit. Joint is 3 x single core joints encapsulated in single resin (or equivalent) shell, all screen earths bunched together and an external earth fitted. | NPS/002/015 | 2022-09-26
Underground | Cable Joints | Straight Joint | 20kV | Straight Joint Triplex Joint/Resin filled for external earthing: up to185/300mm2 Solid or Stranded Aluminium Conductor. | 160688 | TE Connectivity (Tyco) | No | Essex, England | TBC | Screen/Earth wires bunched, and external solid copper earth conductor included in kit. Joint is 3 x single core joints encapsulated in single resin (or equivalent) shell, all screen earths bunched together and an external earth fitted. | NPS/002/015 | 2022-09-26
Underground | Cable Terminations | Disconnectable Screened Separable Elbow(Inner Cone) | 33kV | Disconnectable Screened Plug-in Separable Connector 800A Single Core XLPE 300mm2 Stranded Copper Core | 162122 | Pfisterer | No | Germany (TBC) | Supplier to confirm part number | Inner Cone bushings: size 3 (1250 A) as per EN 50180/EN 50181 Requires cable data for Supplier to offer the required product | NPS/002/016 | 2022-09-26
Underground | Cable Terminations | Disconnectable Screened Separable Elbow(Inner Cone) | 33kV | Disconnectable Screened Plug-in Separable Connector 1250A Single Core XLPE 500mm2 Stranded Copper Core | 162123 | Pfisterer | No | Germany (TBC) | Supplier to confirm part number | Inner Cone bushings: size 3 (1250 A) as per EN 50180/EN 50181 Requires cable data for Supplier to offer the required product | NPS/002/016 | 2022-09-26
Underground | Cable Terminations | Disconnectable Screened Separable Elbow(Inner Cone) | 33kV | Disconnectable Screened Plug-in Separable Connector 1250A Single Core XLPE 630mm2 Stranded Copper Core | 162124 | Pfisterer | No | Germany (TBC) | Supplier to confirm part number | Inner Cone bushings: size 3 (1250 A) as per EN 50180/EN 50181 Requires cable data for Supplier to offer the required product | NPS/002/016 | 2022-09-26
Underground | Cable Terminations | Disconnectable Screened Separable Elbow(Inner Cone) | 33kV | Disconnectable Screened Plug-in Separable Connector 1250A Single Core XLPE 800mm2 Stranded Copper Core | 162125 | Pfisterer | No | Germany (TBC) | Supplier to confirm part number | Inner Cone bushings: size 3 (1250 A) as per EN 50180/EN 50181 Requires cable data for Supplier to offer the required product | NPS/002/016 | 2022-09-26
Plant & Switchgear | Switchgear | Distribution Metering Unit | 11kV | 11kV RMU & Metering Assembly Vrs 2- 250A Relay prtcd.Lucy VRN2a Cpld AMU2-TC - THM0048124. 2 x 200/100/5A 0.5 CTs, 2 x VTs. Shunt trip. Cable boxes on Ring Sw (3 hole & CES4s) and on tee (1 hole & CES5).EXCLUDES metering panel. | 216109 | Lucy Electric | Yes | Dubai & Thame, UK | THM0048124 | Error found in commodity code & THM # for this item; corrected. | NPS/003/014 | 2022-09-27
Underground | HV Joints and Terminations | XLPE Joints - Straight | 33kV | Cable Straight Joint: 33kV - 185mm² to 630mm² Stranded Copper or Solid Aluminium Single Core Polymeric - Coldshrink Joint Body and Heatshrink Outer Jacket, without Mechanical Phase Connectors (Kit of 1) | 162020 | TE Connectivity | Yes | Germany | CSJH-36E/1XU-1XU-GB06 | Joint kit comes with earth/screen connectors and without phase connectors. Suitable separate connector required for range taking capability. | NPS/002/016 | 2020-10-28
Plant & Switchgear | Batteries & Chargers | 30V Dist Tripping | 30VDC | Standard 30V Standing Load Battery and Charger System - ISC01130 (Mark II). Charger with Yuasa VRLA, NP10-6 cells (15) | N/A | Dale Power Solutions | Yes | Scarborough, England | ISC01130 (MarkII) | Supplied as part of Replacement contract -A MacD. Product redesigned to fit int a smaller / lighter cubicle for improved / easier installation and less space within the substation. Supersedes ISC01130 | NPS/003/002 | 2022-11-22
Plant & Switchgear | Transformer |  | 132kV | 132kV CMR Transformer to ENATS 35-3 and NPS/003/021 |  | Siemens Energy | No | Linz, Austria |  |  | NPS/003/021 | 2023-03-09
Plant & Switchgear | Transformer |  | 132kV | 132kV CMR Transformer to ENATS 35-3 and NPS/003/021 |  | Siemens Energy | No | Dresden, Germany |  |  | NPS/003/021 | 2023-03-09
Plant & Switchgear | Switchgear | Indoor Extensible | 33kV | 36kV Indoor Extensible Circuit Breaker Feeder panel 1250A Transformer panel 2500A 31.5kA/40kA |  | Siemens | Yes | Frankfurt, Germany | 8DA 10 | ENA variants assessed: 24kV & 36kV; 25kA 31.5kA & 40kA 1250A, 2000A& 2500A feeders; 2000A & 2500A incomers; 1250A, 2000A & 2500A Bus-sections; With 2000A & 3150A busbars Busbar earthing switch Busbar voltage transformer Motorised disconnector NPg assessed: VT disconnecting facility and test socket disconnecting facility located in the lower front panel. | NPS/003/004 | 2023-03-09
Underground | Cable Terminations | Disconnectable Screened Separable Elbow(Inner Cone) | 33kV | Disconnectable Screened Plug-in Separable Connector 1250A Single Core XLPE 1000mm2 Stranded Copper Core | TBC | TE Connectivity | No | Ottobrun, Germany | RPIT-631x | 33kV 1000mm² Al/Cu size 3 plug-in type seperable connector (inner cone) | NPS/002/016 | 2023-02-16
Overhead | Optical Ground Wire (OPGW) | Aluminium Wire Stainless Steel tube 24-48 fibres | N/A | OPGW Conductor - 40F44DzG (10773), with 24-48 optical fibres. |  | Prysmian | Yes |  | OPGW 40F44DzG (10773) | Construction equivalent to "Horse Conductor" | NPS/001/007 | 2023-04-18
Overhead | Steel Supports | LV Steel Poles | LV | 9.75m Self Supporting, Galvanised Tubular Steel Pole as shown on drawing 1091193501 sht2 | 235035 | Cobralite | Yes | Lancashire, UK |  |  | NPS/001/018 | 2023-04-26
Overhead | Steel Supports | LV Steel Poles | LV | 10.75m Self Supporting, Galvanised Tubular Steel Pole as shown on drawing 1091193501 sht2 | 235036 | Cobralite | Yes | Lancashire, UK |  |  | NPS/001/019 | 2023-04-26
Overhead | Steel Supports | POC Masts | EHV | POC Masts - Self-supporting, galvanised tubular supports designed to facilitate EHV cable connections from L7c, L4m and PL16 Supports | TBC | Valmont Polska | Yes | Warsaw, Poland |  | These items are manufactured on behalf of Freedom Group Suitable for use with D) - STD and E3 & (D10, D30, D60, D90 DT and DJT) - STD and E3 | TBA | 2023-04-26
Overhead | PM Enclosed Switch Disconnectors | PM Enclosed Switch Disconnectors | 11/20kV | 11/20kV 630A 12.5kA Enclosed Switch Disconnector c/w Control Cabinet, 7m Umbilical, motor pack and 10 Year datasafe 12V Batteries | 216145 | Nulec, Schneider | Yes | Brazil | RL27 c/w with ADVC3 Control Cabinet |  | NPS/001/009 | 2023-04-26
Overhead | PM Enclosed Switch Disconnectors | PM Enclosed Switch Disconnectors | 11/20kV | 33kV 630A 16kA Enclosed Switch Disconnector c/w Control Cabinet, 7m Umbilical and motor pack | 216148 | Nulec, Schneider | Yes | Brazil | RL38 c/w with ADVC3 Control Cabinet |  | NPS/001/009 | 2023-04-26
Plant & Switchgear | Metering panel | COP1 | 132kV | 132kV (COP1) metering panel/base unit including terminal test block and metering wiring loom | 044967 | Schneider Electric | Yes | Scarborough, UK |  |  | NPS/002/035 | 2023-06-16
Plant & Switchgear | Metering panel | COP2 | 33 - 132kV | 33kV to 132kV (COP2) metering panel/base unit including terminal test block and metering wiring loom | 044966 | Schneider Electric | Yes | Scarborough, UK |  |  | NPS/002/034 | 2023-06-16
Plant & Switchgear | Metering panel | COP3 | 11/20kV | HV (COP3) metering panel/base unit including terminal test block and metering wiring loom | 216156 | Schneider Electric | Yes | Scarborough, UK |  |  | NPS/002/032 | 2023-06-16
Plant & Switchgear | Metering panel | COP3 | LV | LV (CoP3) metering base/panel unit including terminal test block, cable glands and wiring identification labels | 216334 | Schneider Electric | Yes | Scarborough, UK |  |  | NPS/002/033 | 2023-06-16
Plant & Switchgear | Metering panel | COP5 | LV | LV (COP5) metering panel/base unit including terminal test block and metering wiring loom | 216357 | Schneider Electric | Yes | Scarborough, UK |  |  | NPS/002/031 | 2023-06-16
Miscellaneous | GRP Encosure | TR18 | N/A | Envico TR18 GRP Substation enclosure |  | Envico Engineering | No |  | TR18 | Acceptable for IDNO / ICP install were NPg adopts swgr under condition that swgr manufacturers recommended clearances are maintained. | NPS/006/002 | 2023-06-16
Overhead | Insulators | Composite Tension or Suspension Insulators | 132kV | 70 kV Suspension Set for 132kV Tower Lines supplied with 15.30 and 15.29A Shackle | N/A | Allied Insulators | Yes | Zibo Taiguang, China | FAS4888 | Similar to Comm Code 251561 | NPS/001/006 | 2023-06-28
Overhead | Insulators | Composite Tension or Suspension Insulators | 132kV | 125kN Tension insulator set for 132kV Tower lines c/w sag adjuster assembly and Beyond arc rings OR Approach arc rings | N/A | Allied Insulators | Yes | Zibo Taiguang, China | FAS4454 (Beyond arc rings) Or FAS4454A (Approach arc rings) | Similar to Comm Code 251562 | NPS/001/006 | 2023-06-28
Overhead | Insulators | Composite Tension or Suspension Insulators | 132kV | 125kN Tension insulator set for 132kV Tower lines c/w landing plate and Beyond arc rings or Approach arc rings | N/A | Allied Insulators | Yes | Zibo Taiguang, China | FAS4710 (Beyond arc rings) Or FAS4710A (Approach arc rings) | Similar to Comm Code 251528 | NPS/001/006 | 2023-06-28
Overhead | Insulators | Composite Tension or Suspension Insulators | 132kV | 132kV Tower Lines 70kN Low duty Insulator assembly Suitable for use on tower Approach structures 9 x 140 mm equivalent spacing complete with 16mm ball ended eyelink ref (15/30) and socket clevis (15/35) fittings (composite equivalent of dgn 1091010428 sht9 ) To be supplied with arcing horn options to provide 1000mm gap on approach structures and 1120mm or (maximum achievable figure that provides positive discrimination with the insulator dry arcing distance) on non approach structures | 251525 | Allied Insulators | Yes | China | FAS4665 + FAS4666 |  | NPS/001/006 | 2023-06-28
Overhead | Paint | Tower Paint Systems | N/A | Urethane Alkyd Buff Primer | N/A | Protective Polymers | No | UK | PPT004 |  | NPS/001/021 | 2023-07-31
Overhead | Paint | Tower Paint Systems | N/A | Urethane Alkyd Grey MIO Finish | N/A | Protective Polymers | No | UK | PPT006 |  | NPS/001/022 | 2023-07-31
Plant & Switchgear | Package SS | UDE-TX+RMU+7W-LV | 11kV | UDE 1000kVA transformer + Non Extensible RMU + 7 way Shielded Feeder Pillar | 123224 | Green Transfo (TX), Schneider (Swgr) | Yes | TX - Istanbul, Turkey Swgr - LEEDS & SCA UK |  | TX Factory bought from Schneider 2023 Assembly supplied by Schneider | NPS/003/011 NPS/003/014 NPS/003/005 | 2023-09-29
Plant & Switchgear | Package SS | UDE-TX+Ext-RMU+5W-LV | 11kV | 500Kva UDE With Extensible RMU + 1600Amp 5-Way Cabinet | 123217 | Green Transfo (TX), Schneider (Swgr) | Yes | TX - Istanbul, Turkey Swgr - LEEDS & SCA UK |  | TX Factory bought from Schneider 2023 Assembly supplied by Schneider | NPS/003/011 NPS/003/014 NPS/003/005 | 2023-09-29
Plant & Switchgear | Package SS | UDE-TX+Ext-RMU+5W-LV | 11kV | 800Kva UDE With Extensible RMU + 1600Amp 5-Way Cabinet | 123142 | Green Transfo (TX), Schneider (Swgr) | Yes | TX - Istanbul, Turkey Swgr - LEEDS & SCA UK |  | TX Factory bought from Schneider 2023 Assembly supplied by Schneider | NPS/003/011 NPS/003/014 NPS/003/005 | 2023-09-29
Plant & Switchgear | Package SS | UDE-TX+Ext-RMU+7W-LV | 11kV | 800kva UDE with Extensible RMU + 1600Amp 7-way Cabinet | 380256 | Green Transfo (TX), Schneider (Swgr) | Yes | TX - Istanbul, Turkey Swgr - LEEDS & SCA UK |  | TX Factory bought from Schneider 2023 Assembly supplied by Schneider | NPS/003/011 NPS/003/014 NPS/003/005 | 2023-09-29
Plant & Switchgear | Package SS | UDE-TX+Ext-RMU+5W-LV | 11kV | 1000Kva UDE With Extensible RMU + 1600Amp 5-Way Cabinet | 123183 | Green Transfo (TX), Schneider (Swgr) | Yes | TX - Istanbul, Turkey Swgr - LEEDS & SCA UK |  | TX Factory bought from Schneider 2023 Assembly supplied by Schneider | NPS/003/011 NPS/003/014 NPS/003/005 | 2023-09-29
Plant & Switchgear | Package SS | UDE-TX+Ext-RMU+7W-LV | 11kV | 1000Kva UDE With Extensible RMU + 1600 7-Way Cabinet. | 123191 | Green Transfo (TX), Schneider (Swgr) | Yes | TX - Istanbul, Turkey Swgr - LEEDS & SCA UK |  | TX Factory bought from Schneider 2023 Assembly supplied by Schneider | NPS/003/011 NPS/003/014 NPS/003/005 | 2023-09-29
Plant & Switchgear | Package SS | UDE-TX+Ext-RMU+SW+5W-LV | 11kV | UDE 500Kva Transformer + Extensible Ring Main Unit + Extensible Switch + 1600Amp 5-Way Cabinet | 380416 | Green Transfo (TX), Schneider (Swgr) | Yes | TX - Istanbul, Turkey Swgr - LEEDS & SCA UK |  | TX Factory bought from Schneider 2023 Assembly supplied by Schneider | NPS/003/011 NPS/003/014 NPS/003/005 | 2023-09-29
Plant & Switchgear | Package SS | UDE-TX+Ext-RMU+SW+5W-LV | 11kV | UDE 800Kva Transformer + Extensible Ring Main Unit + Extensible Switch + 1600Amp 5-Way Cabinet | 380417 | Green Transfo (TX), Schneider (Swgr) | Yes | TX - Istanbul, Turkey Swgr - LEEDS & SCA UK |  | TX Factory bought from Schneider 2023 Assembly supplied by Schneider | NPS/003/011 NPS/003/014 NPS/003/005 | 2023-09-29
Plant & Switchgear | Package SS | UDE-TX+Ext-RMU+SW+7W-LV | 11kV | UDE 800Kva Transformer + Extensible Ring Main Unit + Extensible Switch + 1600Amp 7-Way Cabinet | 380418 | Green Transfo (TX), Schneider (Swgr) | Yes | TX - Istanbul, Turkey Swgr - LEEDS & SCA UK |  | TX Factory bought from Schneider 2023 Assembly supplied by Schneider | NPS/003/011 NPS/003/014 NPS/003/005 | 2023-09-29
Plant & Switchgear | Package SS | UDE-TX+Ext-RMU+SW+5W-LV | 11kV | UDE 1000Kva Transformer + Extensible Ring Main Unit + Extensible Switch + 1600Amp 5-Way Cabinet | 380419 | Green Transfo (TX), Schneider (Swgr) | Yes | TX - Istanbul, Turkey Swgr - LEEDS & SCA UK |  | TX Factory bought from Schneider 2023 Assembly supplied by Schneider | NPS/003/011 NPS/003/014 NPS/003/005 | 2023-09-29
Plant & Switchgear | Package SS | UDE-TX+Ext-RMU+SW+7W-LV | 11kV | UDE 1000Kva Transformer + Extensible Ring Main Unit + Extensible Switch + 1600Amp 7-Way Cabinet. | 380420 | Green Transfo (TX), Schneider (Swgr) | Yes | TX - Istanbul, Turkey Swgr - LEEDS & SCA UK |  | TX Factory bought from Schneider 2023 Assembly supplied by Schneider | NPS/003/011 NPS/003/014 NPS/003/005 | 2023-09-29
Plant & Switchgear | Package SS | UDE-TX+Ext-RMU+200CB+5W-LV | 11kV | UDE 500Kva Transformer + Extensible Ring Main Unit + Extensible 200A Circuit Breaker + 1600Amp 5-Way Cabinet | 380421 | Green Transfo (TX), Schneider (Swgr) | Yes | TX - Istanbul, Turkey Swgr - LEEDS & SCA UK |  | TX Factory bought from Schneider 2023 Assembly supplied by Schneider | NPS/003/011 NPS/003/014 NPS/003/005 | 2023-09-29
Plant & Switchgear | Package SS | UDE-TX+Ext-RMU+200CB+5W-LV | 11kV | UDE 800Kva Transformer + Extensible Ring Main Unit + Extensible 200A Circuit Breaker + 1600Amp 5-Way Cabinet | 380422 | Green Transfo (TX), Schneider (Swgr) | Yes | TX - Istanbul, Turkey Swgr - LEEDS & SCA UK |  | TX Factory bought from Schneider 2023 Assembly supplied by Schneider | NPS/003/011 NPS/003/014 NPS/003/005 | 2023-09-29
Plant & Switchgear | Package SS | UDE-TX+Ext-RMU+200CB+7W-LV | 11kV | UDE 800Kva Transformer + Extensible Ring Main Unit + Extensible 200A Circuit Breaker + 1600Amp 7-Way Cabinet | 380423 | Green Transfo (TX), Schneider (Swgr) | Yes | TX - Istanbul, Turkey Swgr - LEEDS & SCA UK |  | TX Factory bought from Schneider 2023 Assembly supplied by Schneider | NPS/003/011 NPS/003/014 NPS/003/005 | 2023-09-29
Plant & Switchgear | Package SS | UDE-TX+Ext-RMU+200CB+5W-LV | 11kV | UDE 1000Kva Transformer + Extensible Ring Main Unit + Extensible 200A Circuit Breaker + 1600Amp 5-Way Cabinet | 380424 | Green Transfo (TX), Schneider (Swgr) | Yes | TX - Istanbul, Turkey Swgr - LEEDS & SCA UK |  | TX Factory bought from Schneider 2023 Assembly supplied by Schneider | NPS/003/011 NPS/003/014 NPS/003/005 | 2023-09-29
Plant & Switchgear | Package SS | UDE-TX+Ext-RMU+200CB+7W-LV | 11kV | UDE 1000Kva Transformer + Extensible Ring Main Unit + Extensible 200A Circuit Breaker + 1600Amp 7-Way Cabinet. | 380425 | Green Transfo (TX), Schneider (Swgr) | Yes | TX - Istanbul, Turkey Swgr - LEEDS & SCA UK |  | TX Factory bought from Schneider 2023 Assembly supplied by Schneider | NPS/003/011 NPS/003/014 NPS/003/005 | 2023-09-29
Plant & Switchgear | Package SS | UDE-TX+Ext-RMU+630CB+5W-LV | 11kV | UDE 500Kva Transformer + Extensible Ring Main Unit + Extensible 630A Circuit Breaker + 1600Amp 5-Way Cabinet | 380426 | Green Transfo (TX), Schneider (Swgr) | Yes | TX - Istanbul, Turkey Swgr - LEEDS & SCA UK |  | TX Factory bought from Schneider 2023 Assembly supplied by Schneider | NPS/003/011 NPS/003/014 NPS/003/005 | 2023-09-29
Plant & Switchgear | Package SS | UDE-TX+Ext-RMU+630CB+5W-LV | 11kV | UDE 800Kva Transformer + Extensible Ring Main Unit + Extensible 630A Circuit Breaker + 1600Amp 5-Way Cabinet | 380427 | Green Transfo (TX), Schneider (Swgr) | Yes | TX - Istanbul, Turkey Swgr - LEEDS & SCA UK |  | TX Factory bought from Schneider 2023 Assembly supplied by Schneider | NPS/003/011 NPS/003/014 NPS/003/005 | 2023-09-29
Plant & Switchgear | Package SS | UDE-TX+Ext-RMU+630CB+7W-LV | 11kV | UDE 800Kva Transformer + Extensible Ring Main Unit + Extensible 630A Circuit Breaker + 1600Amp 7-Way Cabinet | 380428 | Green Transfo (TX), Schneider (Swgr) | Yes | TX - Istanbul, Turkey Swgr - LEEDS & SCA UK |  | TX Factory bought from Schneider 2023 Assembly supplied by Schneider | NPS/003/011 NPS/003/014 NPS/003/005 | 2023-09-29
Plant & Switchgear | Package SS | UDE-TX+Ext-RMU+630CB+5W-LV | 11kV | UDE 1000Kva Transformer + Extensible Ring Main Unit + Extensible 630A Circuit Breaker + 1600Amp 5-Way Cabinet | 380429 | Green Transfo (TX), Schneider (Swgr) | Yes | TX - Istanbul, Turkey Swgr - LEEDS & SCA UK |  | TX Factory bought from Schneider 2023 Assembly supplied by Schneider | NPS/003/011 NPS/003/014 NPS/003/005 | 2023-09-29
Plant & Switchgear | Package SS | UDE-TX+Ext-RMU+630CB+7W-LV | 11kV | UDE 1000Kva Transformer + Extensible Ring Main Unit + Extensible 630A Circuit Breaker + 1600Amp 7-Way Cabinet. | 380430 | Green Transfo (TX), Schneider (Swgr) | Yes | TX - Istanbul, Turkey Swgr - LEEDS & SCA UK |  | TX Factory bought from Schneider 2023 Assembly supplied by Schneider | NPS/003/011 NPS/003/014 NPS/003/005 | 2023-09-29
Plant & Switchgear | Package SS | UDE-TX+RMU+9W-LV | 11kV | UDE 1000KVA Transformer + Ring Main Unit + 1600Amp 9-Way Cabinet | 380261 | Green Transfo (TX), Schneider (Swgr) | Yes | TX - Istanbul, Turkey Swgr - LEEDS & SCA UK |  | TX Factory bought from Schneider 2023 Assembly supplied by Schneider | NPS/003/011 NPS/003/014 NPS/003/005 | 2023-09-29
Plant & Switchgear | Package SS | UDE-TX+Ext-RMU+SW+9W-LV | 11kV | UDE 1000Kva Transformer + Extensible Ring Main Unit + Extensible Switch + 1600Amp 9-Way Cabinet. | 380431 | Green Transfo (TX), Schneider (Swgr) | Yes | TX - Istanbul, Turkey Swgr - LEEDS & SCA UK |  | TX Factory bought from Schneider 2023 Assembly supplied by Schneider | NPS/003/011 NPS/003/014 NPS/003/005 | 2023-09-29
Plant & Switchgear | Package SS | UDE-TX+Ext-RMU+200CB+9W-LV | 11kV | UDE 1000Kva Transformer + Extensible Ring Main Unit + Extensible 200A Circuit Breaker + 1600Amp 9-Way Cabinet. | 380432 | Green Transfo (TX), Schneider (Swgr) | Yes | TX - Istanbul, Turkey Swgr - LEEDS & SCA UK |  | TX Factory bought from Schneider 2023 Assembly supplied by Schneider | NPS/003/011 NPS/003/014 NPS/003/005 | 2023-09-29
Plant & Switchgear | Package SS | UDE-TX+Ext-RMU+630CB+9W-LV | 11kV | UDE 1000Kva Transformer + Extensible Ring Main Unit + Extensible 630A Circuit Breaker + 1600Amp 9-Way Cabinet. | 380433 | Green Transfo (TX), Schneider (Swgr) | Yes | TX - Istanbul, Turkey Swgr - LEEDS & SCA UK |  | TX Factory bought from Schneider 2023 Assembly supplied by Schneider | NPS/003/011 NPS/003/014 NPS/003/005 | 2023-09-29
Plant & Switchgear | Package SS | CC-TX+5W-LV+HV BOX | 11kV | 500kVA, 11kV-433V, 3 phase, Cable Connected Style, Ground Mounted Tx with HV cable box and Close Coupled 5-way LV Cabinet | 380438 | Green Transfo (TX), Schneider (Swgr) | Yes | TX - Istanbul, Turkey Swgr - LEEDS & SCA UK |  | TX Factory bought from Schneider 2023 Assembly supplied by Schneider | NPS/003/011 NPS/003/014 NPS/003/005 | 2023-09-29
Plant & Switchgear | Package SS | CC-TX+5W-LV+ BLANK | 11kV | 500kVA, 11kV-433V, 3 phase, Cable Connected Style, Ground Mounted Tx with HV blanking plate and Close Coupled 5-way LV Cabinet | 380439 | Green Transfo (TX), Schneider (Swgr) | Yes | TX - Istanbul, Turkey Swgr - LEEDS & SCA UK |  | TX Factory bought from Schneider 2023 Assembly supplied by Schneider | NPS/003/011 NPS/003/014 NPS/003/005 | 2023-09-29
Plant & Switchgear | Package SS | CC-TX+7W-LV+HV BOX | 11kV | 500kVA, 11kV-433V, 3 phase, Cable Connected Style, Ground Mounted Tx with HV cable box and Close Coupled 7-way LV Cabinet | 380440 | Green Transfo (TX), Schneider (Swgr) | Yes | TX - Istanbul, Turkey Swgr - LEEDS & SCA UK |  | TX Factory bought from Schneider 2023 Assembly supplied by Schneider | NPS/003/011 NPS/003/014 NPS/003/005 | 2023-09-29
Plant & Switchgear | Package SS | CC-TX+7W-LV+ BLANK | 11kV | 500kVA, 11kV-433V, 3 phase, Cable Connected Style, Ground Mounted Tx with HV blanking plate and Close Coupled 7-way LV Cabinet | 380441 | Green Transfo (TX), Schneider (Swgr) | Yes | TX - Istanbul, Turkey Swgr - LEEDS & SCA UK |  | TX Factory bought from Schneider 2023 Assembly supplied by Schneider | NPS/003/011 NPS/003/014 NPS/003/005 | 2023-09-29
Plant & Switchgear | Package SS | CC-TX+800ACB+HV BOX | 11kV | 500kVA, 11kV-433V, 3 phase, Cable Connected Style, Ground Mounted Tx with HV cable box and Close Coupled LV Cabinet with 800A ACB only | 380442 | Green Transfo (TX), Schneider (Swgr) | Yes | TX - Istanbul, Turkey Swgr - LEEDS & SCA UK |  | TX Factory bought from Schneider 2023 Assembly supplied by Schneider | NPS/003/011 NPS/003/014 NPS/003/005 | 2023-09-29
Plant & Switchgear | Package SS | CC-TX+800ACB+ BLANK | 11kV | 500kVA, 11kV-433V, 3 phase, Cable Connected Style, Ground Mounted Tx with HV blanking plate and Close Coupled LV Cabinet with 800A ACB only | 380443 | Green Transfo (TX), Schneider (Swgr) | Yes | TX - Istanbul, Turkey Swgr - LEEDS & SCA UK |  | TX Factory bought from Schneider 2023 Assembly supplied by Schneider | NPS/003/011 NPS/003/014 NPS/003/005 | 2023-09-29
Plant & Switchgear | Package SS | CC-TX+800ACB+HV BOX | 11kV | 500kVA, 11kV-433V, 3 phase, Cable Connected Style, Ground Mounted Tx with HV cable box and Close Coupled LV Cabinet with 800A ACB + 2 Fused Feederways | 380444 | Green Transfo (TX), Schneider (Swgr) | Yes | TX - Istanbul, Turkey Swgr - LEEDS & SCA UK |  | TX Factory bought from Schneider 2023 Assembly supplied by Schneider | NPS/003/011 NPS/003/014 NPS/003/005 | 2023-09-29
Plant & Switchgear | Package SS | CC-TX+800ACB+2W+ BLANK | 11kV | 500kVA, 11kV-433V, 3 phase, Cable Connected Style, Ground Mounted Tx with HV blanking plate and Close Coupled LV Cabinet with 800A ACB + 2 Fused Feederways | 380445 | Green Transfo (TX), Schneider (Swgr) | Yes | TX - Istanbul, Turkey Swgr - LEEDS & SCA UK |  | TX Factory bought from Schneider 2023 Assembly supplied by Schneider | NPS/003/011 NPS/003/014 NPS/003/005 | 2023-09-29
Plant & Switchgear | Package SS | CC-TX+5W-LV+HV BOX | 11kV | 800kVA, 11kV-433V, 3 phase, Cable Connected Style, Ground Mounted Tx with HV cable box and Close Coupled 5-way LV Cabinet | 380446 | Green Transfo (TX), Schneider (Swgr) | Yes | TX - Istanbul, Turkey Swgr - LEEDS & SCA UK |  | TX Factory bought from Schneider 2023 Assembly supplied by Schneider | NPS/003/011 NPS/003/014 NPS/003/005 | 2023-09-29
Plant & Switchgear | Package SS | CC-TX+5W-LV+BLANK | 11kV | 800kVA, 11kV-433V, 3 phase, Cable Connected Style, Ground Mounted Tx with HV blanking plate and Close Coupled 5-way LV Cabinet | 380447 | Green Transfo (TX), Schneider (Swgr) | Yes | TX - Istanbul, Turkey Swgr - LEEDS & SCA UK |  | TX Factory bought from Schneider 2023 Assembly supplied by Schneider | NPS/003/011 NPS/003/014 NPS/003/005 | 2023-09-29
Plant & Switchgear | Package SS | CC-TX+7W-LV+HV BOX | 11kV | 800kVA, 11kV-433V, 3 phase, Cable Connected Style, Ground Mounted Tx with HV cable box and Close Coupled 7-way LV Cabinet | 380448 | Green Transfo (TX), Schneider (Swgr) | Yes | TX - Istanbul, Turkey Swgr - LEEDS & SCA UK |  | TX Factory bought from Schneider 2023 Assembly supplied by Schneider | NPS/003/011 NPS/003/014 NPS/003/005 | 2023-09-29
Plant & Switchgear | Package SS | CC-TX+7W-LV+BLANK | 11kV | 800kVA, 11kV-433V, 3 phase, Cable Connected Style, Ground Mounted Tx with HV blanking plate and Close Coupled 7-way LV Cabinet | 380449 | Green Transfo (TX), Schneider (Swgr) | Yes | TX - Istanbul, Turkey Swgr - LEEDS & SCA UK |  | TX Factory bought from Schneider 2023 Assembly supplied by Schneider | NPS/003/011 NPS/003/014 NPS/003/005 | 2023-09-29
Plant & Switchgear | Package SS | CC-TX+1250ACB+HV BOX | 11kV | 800kVA, 11kV-433V, 3 phase, Cable Connected Style, Ground Mounted Tx with HV cable box and Close Coupled LV Cabinet with 1250A ACB only | 380450 | Green Transfo (TX), Schneider (Swgr) | Yes | TX - Istanbul, Turkey Swgr - LEEDS & SCA UK |  | TX Factory bought from Schneider 2023 Assembly supplied by Schneider | NPS/003/011 NPS/003/014 NPS/003/005 | 2023-09-29
Plant & Switchgear | Package SS | CC-TX+1250ACB+BLANK | 11kV | 800kVA, 11kV-433V, 3 phase, Cable Connected Style, Ground Mounted Tx with HV blanking plate and Close Coupled LV Cabinet with 1250A ACB only | 380451 | Green Transfo (TX), Schneider (Swgr) | Yes | TX - Istanbul, Turkey Swgr - LEEDS & SCA UK |  | TX Factory bought from Schneider 2023 Assembly supplied by Schneider | NPS/003/011 NPS/003/014 NPS/003/005 | 2023-09-29
Plant & Switchgear | Package SS | CC-TX+1250ACB+2W+HV BOX | 11kV | 800kVA, 11kV-433V, 3 phase, Cable Connected Style, Ground Mounted Tx with HV cable box and Close Coupled LV Cabinet with 1250A ACB + 2 Fused Feederways | 380452 | Green Transfo (TX), Schneider (Swgr) | Yes | TX - Istanbul, Turkey Swgr - LEEDS & SCA UK |  | TX Factory bought from Schneider 2023 Assembly supplied by Schneider | NPS/003/011 NPS/003/014 NPS/003/005 | 2023-09-29
Plant & Switchgear | Package SS | CC-TX+1250ACB+2W+BLANK | 11kV | 800kVA, 11kV-433V, 3 phase, Cable Connected Style, Ground Mounted Tx with HV blanking plate and Close Coupled LV Cabinet with 1250A ACB + 2 Fused Feederways | 380453 | Green Transfo (TX), Schneider (Swgr) | Yes | TX - Istanbul, Turkey Swgr - LEEDS & SCA UK |  | TX Factory bought from Schneider 2023 Assembly supplied by Schneider | NPS/003/011 NPS/003/014 NPS/003/005 | 2023-09-29
Plant & Switchgear | Package SS | CC-TX+7W-LV+HV BOX | 11kV | 1000kVA, 11kV-433V, 3 phase, Cable Connected Style, Ground Mounted Tx with HV cable box and Close Coupled 7-way LV Cabinet | 380454 | Green Transfo (TX), Schneider (Swgr) | Yes | TX - Istanbul, Turkey Swgr - LEEDS & SCA UK |  | TX Factory bought from Schneider 2023 Assembly supplied by Schneider | NPS/003/011 NPS/003/014 NPS/003/005 | 2023-09-29
Plant & Switchgear | Package SS | CC-TX+7W-LV+BLANK | 11kV | 1000kVA, 11kV-433V, 3 phase, Cable Connected Style, Ground Mounted Tx with HV blanking plate and Close Coupled 7-way LV Cabinet | 380455 | Green Transfo (TX), Schneider (Swgr) | Yes | TX - Istanbul, Turkey Swgr - LEEDS & SCA UK |  | TX Factory bought from Schneider 2023 Assembly supplied by Schneider | NPS/003/011 NPS/003/014 NPS/003/005 | 2023-09-29
Plant & Switchgear | Package SS | CC-TX+1600ACB+HV BOX | 11kV | 1000kVA, 11kV-433V, 3 phase, Cable Connected Style, Ground Mounted Tx with HV cable box and Close Coupled LV Cabinet with 1600A ACB only | 380456 | Green Transfo (TX), Schneider (Swgr) | Yes | TX - Istanbul, Turkey Swgr - LEEDS & SCA UK |  | TX Factory bought from Schneider 2023 Assembly supplied by Schneider | NPS/003/011 NPS/003/014 NPS/003/005 | 2023-09-29
Plant & Switchgear | Package SS | CC-TX+1600ACB+BLANK | 11kV | 1000kVA, 11kV-433V, 3 phase, Cable Connected Style, Ground Mounted Tx with HV blanking plate and Close Coupled LV Cabinet with 1600A ACB only | 380457 | Green Transfo (TX), Schneider (Swgr) | Yes | TX - Istanbul, Turkey Swgr - LEEDS & SCA UK |  | TX Factory bought from Schneider 2023 Assembly supplied by Schneider | NPS/003/011 NPS/003/014 NPS/003/005 | 2023-09-29
Plant & Switchgear | Package SS | CC-TX+1600ACB+2W+HV BOX | 11kV | 1000kVA, 11kV-433V, 3 phase, Cable Connected Style, Ground Mounted Tx with HV cable box and Close Coupled LV Cabinet with 1600A ACB + 2 Fused Feederways | 380458 | Green Transfo (TX), Schneider (Swgr) | Yes | TX - Istanbul, Turkey Swgr - LEEDS & SCA UK |  | TX Factory bought from Schneider 2023 Assembly supplied by Schneider | NPS/003/011 NPS/003/014 NPS/003/005 | 2023-09-29
Plant & Switchgear | Package SS | CC-TX+1600ACB+2W+BLANK | 11kV | 1000kVA, 11kV-433V, 3 phase, Cable Connected Style, Ground Mounted Tx with HV blanking plate and Close Coupled LV Cabinet with 1600A ACB + 2 Fused Feederways | 380459 | Green Transfo (TX), Schneider (Swgr) | Yes | TX - Istanbul, Turkey Swgr - LEEDS & SCA UK |  | TX Factory bought from Schneider 2023 Assembly supplied by Schneider | NPS/003/011 NPS/003/014 NPS/003/005 | 2023-09-29
Plant & Switchgear | Package SS | CC-TX+9W-LV+BLANK | 11kV | 1000kVA, 11kV-433V, 3 phase, Cable Connected Style, Ground Mounted Tx with HV blanking plate and Close Coupled 9-way LV Cabinet | 380477 | Green Transfo (TX), Schneider (Swgr) | Yes | TX - Istanbul, Turkey Swgr - LEEDS & SCA UK |  | TX Factory bought from Schneider 2023 Assembly supplied by Schneider | NPS/003/011 NPS/003/014 NPS/003/005 | 2023-09-29
Plant & Switchgear | Package SS | CC-TX+9W-LV+HV BOX | 20kV | 1000kVA, 20kV-433V, 3 phase, Cable Connected Style, Ground Mounted Tx with Close Coupled 9-way LV Cabinet. Phase reversed | 380478 | Green Transfo (TX), Schneider (Swgr) | Yes | TX - Istanbul, Turkey Swgr - LEEDS & SCA UK |  | TX Factory bought from Schneider 2023 Assembly supplied by Schneider | NPS/003/011 NPS/003/014 NPS/003/005 | 2023-09-29
Miscellaneous | GRP Encosure | IDNO Car charging SS | 11kV | SSE Energy Compact Substation Car Charging Enclosure for 11kV Networks | N/A | Envico Engineering | No | UK | E121838_01_GA | Internal Layout to Drng XXXX-SSE-XX-DR-E-0600-D4-01 | NPS/006/002 | 2023-12-08
Miscellaneous | GRP Encosure | IDNO Car charging SS | 11kV | SSE Energy Compact Substation Car Charging Enclosure for 11kV Networks | N/A | Kingsley Plastics | Yes | UK | E121838_01_GA | Internal Layout to Drng XXXX-SSE-XX-DR-E-0600-D4-01 | NPS/006/002 | 2023-12-08
Underground | Cable | 300- 800mm2: Single Core Cable | 66kV | 300- 800mm2: Single Core Cable: Stranded copper conductor. Triple extruded XLPE insulation. min thicknes of insulation 12mm Water sellable tapes above and below cu screen wires Lead Alloy outer Sheath/Bitumen coated PE outer sheath with conducting layer TO NPS spec 002/022 | Not Currently Stocked | Südkabel | Yes | Mannheim, Germany | N2X(F)KL2Y 1xxxx RM 38/66 kV Note: xxx relates to the cable conductor size(i.e. N2X(F)KL2Y 1x800 RM 38/66 kV) | Updated as now Südkabel approved as 66kV supplier, but FAT required on first order. Contact cable manufacturer for accessories to be used for cable systems as defined in IEC 60840, clause 12 | NPS/002/022 | 2024-03-01
Underground | Cable | 400-1400mm²: Single Core Cable | 132kV | 400- 1400mm2: Single Core Cable: Stranded copper conductor. Triple extruded XLPE insulation. min thicknes of insultion 15mm Water sellable tapes above and below cu screen wires Lead Alloy outer Sheath/Bitumen Layer PE outer sheath with conducting layer TO NPS spec 002/023 | Not Currently Stocked | Südkabel | Yes | Mannheim, Germany | N2X(F)KL2Y 1xxxx RM 76/132 kV Note: xxx relates to the cable conductor size(i.e. N2X(F)KL2Y 1x1000 RM 76/132 kV) | Updated as now Südkabel approved as 132kV supplier, but FAT required on first order. Contact cable manufacturer for accessories to be used for cable systems as defined in IEC 60840, clause 12 | NPS/002/023 | 2024-03-01
Underground | Cable Terminations Outdoors | 300- 800mm2: Single Core Cable | 66kV | Outdoor Termination is non self-supporting. Cable dimensions must be given when ordering unit. Spec to NPS spec 002/017 | Not Currently Stocked | Südkabel | Yes | Mannheim, Germany | EHFS 72,5 (O.34.24.0a) | To be used as a Cable System installation with approved Südkabel cables. | NPS/002/017 | 2024-03-01
Underground | Cable Terminations GIS | 300- 800mm2: Single Core Cable | 66kV | GIS termination for termination XLPE cable into GIS switchgear. Cable dimensions must be given when ordering unit. To NPS spec 002 017 | Not Currently Stocked | Südkabel | Yes | Mannheim, Germany | EHSVS 72.5 (O.340.17.2a) | To be used as a Cable System installation with approved Südkabel cables. | NPS/002/017 | 2024-03-01
Underground | Cable Straight Joints | 300- 800mm2: Single Core Cable | 66kV | Straight Joint Single Core XLPE – Single Core XLPE Cable dimensions must be given when ordering unit. Can be supplied soild or separate bonded earths To NPS spec 002 017 | Not Currently Stocked | Südkabel | Yes | Mannheim, Germany | SEHDVCB 72.5 (O.3400.13.1a) | To be used as a Cable System installation with approved Südkabel cables. | NPS/002/017 | 2024-03-01
Underground | Cable Straight Joints | 400-1400mm²: Single Core Cable | 132kV | Straight Joint Single Core XLPE – Single Core XLPE Cable dimensions must be given when ordering unit. Can be supplied soild or separate bonded earths To NPS spec 002 017 | Not Currently Stocked | Südkabel | Yes | Mannheim, Germany | SEHDVCB 145 (O.3600.36.1a) | To be used as a Cable System installation with approved Südkabel cables. | NPS/002/017 | 2024-03-01
Underground | Cable Terminations Outdoor | 400-1400mm²: Single Core Cable | 132kV | Outdoor Termination is self-supporting, and can be installed with various top bolts for bus-bar applications. Cable dimensions must be given when ordering unit. Spec to NPS spec 002/017 | Not Currently Stocked | Südkabel | Yes | Mannheim, Germany | EHFST 145 (O.36.75) | To be used as a Cable System installation with approved Südkabel cables. | NPS/002/017 | 2024-03-01
Underground | Cable Terminations GIS | 400-1400mm²: Single Core Cable | 132kV | GIS termination for termination XLPE cable into GIS switchgear. Cable dimensions must be given when ordering unit. To NPS spec 002 017 | Not Currently Stocked | Südkabel | Yes | Mannheim, Germany | EHSVS 145 (O.360.88.4a) | To be used as a Cable System installation with approved Südkabel cables. | NPS/002/017 | 2024-03-01
Plant & Switchgear | Transformer | CMR | 132kV | 132kV CMR Transformer to ENATS 35-3 and NPS/003/021 |  | Green Transfo | No | Istanbul, Turkey |  |  | NPS/003/021 | 2024-05-31
Plant & Switchgear | Transformer | CER | 66kV | 66kV CER Transformer to ENATS 35-2 and NPS/003/012 |  | Green Transfo | No | Istanbul, Turkey |  |  | NPS/003/012 | 2024-05-31
Plant & Switchgear | Transformer | CER | 33kV | 33kV CER Transformer to ENATS 35-2 and NPS/003/012 |  | Green Transfo | No | Istanbul, Turkey |  |  | NPS/003/012 | 2024-05-31
Underground
Underground | Cable | 300mm TRIPLEXED Copper Single Core | 33kV | 300mm 2 TRIPLEXED Single Core Cable Stranded Copper Core Copper Wire Screens and Non - Radially Water Blocked. Black MDPE Oversheath | 018448 | Elsewedy Electric | No | Cairo, Egypt |  | FAT required on first order | NPS/002/021 | 2024-06-28
Underground | Cable | 300mm Copper Single Core Cable | 33kV | 300mm 2 Single Core Cable Stranded Copper Core Copper Wire Screens and Non - Radially Water Blocked. Black MDPE Oversheath | 018442 | Elsewedy Electric | No | Cairo, Egypt |  | FAT required on first order | NPS/002/021 | 2024-06-28
Underground | Cable | 400mm Copper Single Core Cable | 33kV | 400mm2 Single Core Cable Stranded Copper Core Copper Wire Screens and Non - Radially Water Blocked. Black MDPE Oversheath | 018457 | Elsewedy Electric | No | Cairo, Egypt |  | FAT required on first order | NPS/002/021 | 2024-06-28
Underground | Cable | 500mm Copper Single Core Cable | 33kV | 500mm2 Single Core Cable Stranded Copper Core Copper Wire Screens and Non - Radially Water Blocked. Black MDPE Oversheath | 018523 | Elsewedy Electric | No | Cairo, Egypt |  | FAT required on first order | NPS/002/021 | 2024-06-28
Underground | Cable | 630mm Copper Single Core Cable | 33kV | 630mm2 Single Core Cable Stranded Copper Core Copper Wire Screens and Non - Radially Water Blocked. Black MDPE Oversheath | 018531 | Elsewedy Electric | No | Cairo, Egypt |  | FAT required on first order | NPS/002/021 | 2024-06-28
Underground | Cable | 800mm Single Core Cable | 33kV | 800mm2 Single Core Cable Stranded Copper Core Copper Wire Screens and Non - Radially Water Blocked. Black MDPE Oversheath | 100339 | Elsewedy Electric | No | Cairo, Egypt |  | FAT required on first order | NPS/002/021 | 2024-06-28
Underground | Cable | 500mm Alum Single Core Cable | 33kV | 500mm2 Single Core XLPE STRANDED ALUMINIUM Non - Radially Water But Longitudinally Water Blocked 35mm2 Copper Wire Screen Black MDPE Oversheath | Not Currently Stocked | Elsewedy Electric | No | Cairo, Egypt |  | FAT required on first order | NPS/002/021 | 2024-06-28
Underground | Cable | 630mm Alum Single Core Cable | 33kV | 630mm2 Single Core XLPE STRANDED ALUMINIUM Non - Radially Water But Longitudinally Water Blocked 35mm2 Copper Wire Screen Black MDPE Oversheath | Not Currently Stocked | Elsewedy Electric | No | Cairo, Egypt |  | FAT required on first order | NPS/002/021 | 2024-06-28
Underground | Cable | 800mm Alum Single Core Cable | 33kV | 800mm2 Single Core XLPE STRANDED ALUMINIUM Non - Radially Water But Longitudinally Water Blocked 35mm2 Copper Wire Screen Black MDPE Oversheath | Not Currently Stocked | Elsewedy Electric | No | Cairo, Egypt |  | FAT required on first order | NPS/002/021 | 2024-06-28
Underground | Cable | 300- 800mm2: Single Core Cable | 66kV | 300- 800mm2: Single Core Cable: Stranded copper conductor. Triple extruded XLPE insulation. min thicknes of insulation 12mm Water sellable tapes above and below cu screen wires Lead Alloy outer Sheath/Bitumen coated PE outer sheath with conducting layer TO NPS spec 002/022 | Not Currently Stocked | Elsewedy Electric | No | Cairo, Egypt | CXLM0-601xxT (xx denotes the cable conductor size) | FAT required on first order. Contact cable manufacturer for accessories to be used for cable systems as defined in IEC 60840, clause 12 | NPS/002/022 | 2024-06-28
Underground | Cable | 400-1600mm²: Single Core Cable | 132kV | 400- 1600mm2: Single Core Cable: Stranded copper conductor. Triple extruded XLPE insulation. min thicknes of insultion 15mm Water sellable tapes above and below cu screen wires Lead Alloy outer Sheath/Bitumen Layer PE outer sheath with conducting layer TO NPS spec 002/023 | Not Currently Stocked | Elsewedy Electric | No | Cairo, Egypt | CXHM0-701xxT (xx denotes the cable conductor size) | FAT required on first order Contact cable manufacturer for accessories to be used for cable systems as defined in IEC 60840, clause 12 | NPS/002/023 | 2024-06-28
Overhead | Surge Arrestor | Surge Arrestor | 132kV | Surge Arrestor 132kV (Pole Mounted) | 224155 | Siemens Energy | No | Germany | 3EL1 145 1PP22 4ZA9 Z |  | NPS/001/008 | 2024-08-09
Overhead | Surge Arrestor | Surge Arrestor | 132kV | Surge Arrestor 132kV Sub-Station Class | 224157 | Siemens Energy | No | Germany | 3EL1 145 1PP22 4XA1 Z |  | NPS/001/008 | 2024-08-09
Overhead | Surge Arrestor | Surge Arrestor | 132kV | Surge Arrestor 132kV Upright |  | Siemens Energy | No | Germany | 3EL1 145-1PP22-4DA1-Z |  | NPS/001/008 | 2024-08-09
Overhead | Wood Poles | Wood Poles | All | LV, HV and EHV Wood Poles |  | Calders and Grandidger | Yes | Boston, UK | N/A |  | NPS/001/001 | 2024-08-29
Overhead | Wood Poles | Wood Poles | All | LV, HV and EHV Wood Poles |  | Scanpole | Yes | Wales, UK | N/A |  | NPS/001/001 | 2024-08-29
Overhead | Wood Poles | Wood Poles | All | LV, HV and EHV Wood Poles |  | Power Poles Limited | No | Scotland, UK | N/A |  | NPS/001/001 | 2024-08-29
Overhead | Wood Poles | Foundation Blocks | All | LV, HV and EHV Wood Poles |  | Calders and Grandidger | Yes | Boston, UK | N/A |  | NPS/001/001 | 2024-08-29
Overhead | Wood Poles | Foundation Blocks | All | LV, HV and EHV Wood Poles |  | Scanpole | Yes | Wales, UK | N/A |  | NPS/001/001 | 2024-08-29
Overhead | Wood Poles | Foundation Blocks | All | LV, HV and EHV Wood Poles |  | Power Poles Limited | No | Scotland, UK | N/A |  | NPS/001/001 | 2024-08-29
Plant & Switchgear | Switchgear | Primary Switchgear | 33kV | Outdoor double side break (DSB) disconnector with polymeric insulators and optional single or dual integral earth blades (type DEB). |  | Lucy Electric | No |  | Rapier DSB with optional earth blades (type DEB) |  | NPS/003/022 | 2024-09-09
Plant & Switchgear | Switchgear | Primary Switchgear | 33kV | Outdoor rotating double beak (RDB) disconnector with polymeric insulators and with mechanically interlocked earth blades on ‘Live Side’ or ‘Dead Side’ if required. Optional load break switch up to 400A transformer full load. |  | Morris Line Engineering | No |  | MLE RDB with optional earth blades (EB) |  | NPS/003/022 | 2024-09-09
Plant & Switchgear | VT |  | 132kV | 145kV VT |  | Arteche | No | Mungia, Spain | UTE 145 | Inductive Voltage Transformer | NPS/003/001 | 2024-09-12
Plant & Switchgear | Switchgear | Indoor Extensible | 33kV | 36kV Indoor Extensible Circuit Breaker 1250A 31.5kA |  | ABB | No | Ratingen, Germany | ZX 0.2 | 1250A Feeder 31.5kA | NPS/003/004 | 2024-09-20
Plant & Switchgear | Switchgear | Indoor Extensible | 33kV | 36kV Indoor Extensible Circuit Breaker 2000A 31.5kA |  | ABB | No | Ratingen, Germany | ZX 0.2 | 2000A Incomer/bus section 2000A Busbars 31.5kA | NPS/003/004 | 2024-09-20
Plant & Switchgear | Switchgear | Indoor Extensible | 33kV | 36kV Indoor Extensible Circuit Breaker 2500A 31.5kA |  | ABB | No | Ratingen, Germany | ZX 0.2 | 2500A Incomer/bus section 2500A Busbars 31.5kA | NPS/003/004 | 2024-09-20
Plant & Switchgear | IDNO Owned apparatus | RMU HV Monoblock system | 11kV | Kaizen Switchgear Products 11kV HV Monoblock bushing | N/A | Kaizen Switchgear Products | No | India |  | Must be identified in Bilateral Connection Agreement and additional lifetime RMU Handling responsibilities accepted to be used | IDNO or customer owned | 2024-10-04
Plant & Switchgear | IDNO Owned apparatus | RMU HV Monoblock system | 11kV | ETE PvT 11kV HV Monoblock bushing | N/A | Kaizen Switchgear Products | No | India |  | Must be identified in Bilateral Connection Agreement and additional lifetime RMU Handling responsibilities accepted to be used | IDNO or customer owned | 2024-10-04
Plant & Switchgear | IDNO Owned apparatus | RMU HV Monoblock system | 11kV | Sabre VRN2a 11kV HV monoblock pokers | N/A | Lucy Electric | No | TBC |  | Must be identified in Bilateral Connection Agreement and additional lifetime RMU Handling responsibilities accepted to be used | IDNO or customer owned | 2024-10-04
Plant & Switchgear | IDNO Owned apparatus | RMU HV Monoblock system | 11kV | Ringmaster RN2c / RN2d / RE2c / RE2d 11kV HV Monoblock pokers | N/A | Schneider Electric | No | TBC |  | Must be identified in Bilateral Connection Agreement and additional lifetime RMU Handling responsibilities accepted to be used | IDNO or customer owned | 2024-10-04
Underground | Fibre Optic Cables | U/G Ducted Cable | N/A | U/G Ducted Cable 24 Single Mode Non dispersion shifted fibres to G652D and BSEN 60793-2-50 type B1.3 designed for use in non-armoured cables to BSEN 60794-3-10 for ducted installation |  | Prysmian | No | UK | Singlemode G.652.D |  | NPS/002/024 | 2024-11-11
Underground | Cable Ducts and Protective Tiles/Tape | Ducts | N/A | 44mm(OD)/38mm(ID) Class 2 duct for low voltage 3 phase service cables x 3m rigid | 140522 | Emtelle | No | Hawick, Scotland | TBC | New item added to APD, yet to be tendered | NPS/002/003 | 2024-11-12
Underground | Cable Ducts and Protective Tiles/Tape | Ducts | N/A | 44mm(OD)/38mm(ID) ) coilable duct for low voltage 3 phase service cables | 140523 | Emtelle | No | Hawick, Scotland | TBC | New item added to APD, yet to be tendered | NPS/002/003 | 2024-11-12
Underground | Cable Ducts and Protective Tiles/Tape | Ducts | N/A | 44mm(OD)/38mm(ID) “hockey stick” (WHITE) – 3 Phase Services up to 35mm² | 140524 | Emtelle | No | Hawick, Scotland | TBC | New item added to APD, yet to be tendered | NPS/002/003 | 2024-11-12
Underground | Cable Ducts and Protective Tiles/Tape | Ducts | N/A | 44mm(OD)/38mm(ID) “hockey stick” (BLACK) – 3 Phase Services up to 35mm² | 140525 | Emtelle | No | Hawick, Scotland | TBC | New item added to APD, yet to be tendered | NPS/002/003 | 2024-11-12
Underground | Cable Ducts and Protective Tiles/Tape | Ducts | N/A | 44mm(OD)/38mm(ID) x 900mm bend | 140526 | Emtelle | No | Hawick, Scotland | TBC | New item added to APD, yet to be tendered | NPS/002/003 | 2024-11-12
Blank | <<<<< Filter
Blank | <<<< column A
Blank | <<<<< to Start
Note on A2: Hammel, Ged: Select 1st To filter the prime purpose of the product ie associated with Overhead, Underground, Plant & Switchgear or Miscellaneous
Note on B2: Hammel, Ged: Select 2nd to provide a filtered list of products
Note on C2: Hammel, Ged: Select 3rd where applicable
Note on D2: Hammel, Ged: Select 4th to filter voltage products used on.
Note on E2: Hammel, Ged: Detailed Product Description
Note on F2: Hammel, Ged: Selecting this item will return the current stock level and a photo of the item (where available) on internal systems only.
Note on H2: Hammel, Ged: Indicates the supplier who NPg would/currently purchases this item from. Values with either Yes or No returned are still suitable for use on the NPg system
Note on K2: Hammel, Ged: Any specific limitations on use or guidance on application
Note on L2: Hammel, Ged: Hyperlink to associated NPg Product Specification

## Instructions 4 use
The spreadsheet shown on the "Assessed Products Database" Tab below details materials that have been assessed for suitability for installation onto the Northern Powergrid Distribution System
Step 1 | To identify the assessed materials, Users are required to apply a filter on column A to select the prime product "Category"
Step 2 | To select product type, apply the appropriate filter in column B.
Step 3 | From this simply apply the specific type of product in column C.
Step 4 | Select the appropriate voltage in column D.
Step 5 | Search through the filtered results in column E to identify your product description.
Step 6 | From these filtered results the current Northern Powergrid Supplier(s) will be shown.
Step 7 | Use the Network Product Specification (NPSxxxxxx) number as a search in https://www.northernpowergrid.com/ for the generic product specification. For specific product details, quote the Northern Powergrid COMMODITY CODE to the relevant supplier where provided
IF IN DOUBT CONTACT Northern Powergrid Policy & Standards for clarification
Note
Clicking on the stock commodity code whilst accessing the APD from within the Northern Powergrid company network (where a link has been provided) will provide current stock levels of the item, and or a photograph of the item where available
Where users choose to use this APD as a "bill of materials" generation sheet, this can be achieved by entering a quatity against each of the items identified as being required in the corresponding cell in column N and then upon completion by unticking blank cells from the filter in Column N.